## format contents
TARIFF GUIDELINES FOR GRIDCO
| ORIGINAL FORMAT |  |  | REVISED FORMAT
OERC FORM NO |  | SUBJECT | PAGE NO | ACTION TAKEN | TRT NO. | PAGE NO
1 | TECHNICAL
| TRT-1 | Generation plan as proposed by Generators | 1-3 | Revised | TRT-1 | .1-3
| TRT-2 | Schedule of maintenance of Generators | 4-5 | No change | TRT-2 | 4
| TRT-3 | Assessment of consumption | 6 | Deleted | -
| TRT-4 | Monthly Assessment of consumption | 7 | Revised | TRT-3 | 5
| TRT-5 | Assessment of Demand | 8 | Revised | TRT-4 | 6
| TRT-6 | Input to Orissa grid | 9 | Not related to GRIDCO. To be incorporate in OPTCL Format. | -
| TRT-7 | Output of EHT GRID S/S excluding Auto_transformers | 10
| TRT-8 | Calculation of transmission loss in EHT system | 11
| TRT-9 | Tariff for thermal station | 12-13 | One format for State Thermal station & another format for Central Thermal station. | TRT-6 & TRT- 9 | 8 &11
| TRT-10 | Tariff for OHPC | 14 | All the formats merged to one format. | TRT-5 | 7
| TRT-11 | Tariff for INDRAVATI | 15
| TRT-12 | Tariff for MACHHKUND | 16
| TRT-13 | Tariff for CHUKHA | 17 | Revised and also format for Teesta & Tala is included. | TRT-8 | 10
| TRT-14 | Tariff for CPPS | 18 | Revised and also format for renewable source is included. | TRT-7 | 9
| TRT-15 | Fuel price adjustment for thermal stations (Except CPPS) | 19-21 | Revised & new formula & Data as per CERC regulation is included. | TRT-10 | 12
| TRT-16 | Transmission tariff for PGCIL Transmission system | 22 | Revised | TRT-11 & TRT-12 | .13-14
| TRT-17 | Transmission charge & transmission loss for PGCIL Transmission lines | 23-24 | Revised | TRT-13 | 15
| TRT-18 | Income Tax for generators | 25 | All the formats merged to one format. | TRT-14 | 16
| TRT-19 | Water tax & cess for thermal stations (UI TRT) | 26
| TRT-20 | Calculation of least cost power purchase cost | 27-29 | All the formats merged to one format. | TRT-15 | 17
| TRT-21 | Power purchase at GRIDCO bus | 30
| TRT-22 | Abstract of least cost power procurement | 31
| TRT-23 | Expected Revenue from charges (Ensuing year) | 32 | Revised | TRT-16 | 18
| TRT-24 | Bulk supply tariff Revision proposal | 33 | Revised | TRT-17 | 19
| TRT-25 | Details of Trading & Export |  | No change | TRT-18 | 20
| TRT-26 | Summery of Unschedule Interchange |  | No change | TRT-19 | 21
2 | FINANCE
| TRF-1 | Information on Block Capital | 34
| TRF-2 | Project wise/Scheme wise Capital Expenditure | 35
| TRF-3 | Information on receipt & repayment of loan | 36
| TRF-4 | Cost of Power of GRIDCO | 37
| TRF-5 | Revenue requirement | 38
| TRF-6 | Calculation of clear profit for the ensuing FY | 39-40
| TRF-7 | Calculation of capital base and reasonable return for ensuing FY | 41
| TRF-8 | Proposed Charges, other than and in addition to the charges of tariff leviable for the purpose | 42
| TRF-9 | Statement of Sundry debtors & provision for bad & doubtful debt | 43
| TRF-10 | Information on Inventory | 44
| TRF-11 | Information on Cash and Bank Balance | 45
| TRF-12 | Statement of Share Capital | 46
| TRF-13 | Employees Cost | 47
| TRF-14 | Repair & Maintenance Expenses | 48
| TRF-15 | Admin. & General Expenses | 49
| TRF-16 | Consolidated report on secured/unsecured loan | 50
| TRF-17 | Consolidated report on capital work in progress | 51
| TRF-18 | Consolidated report on addition to fixed assets during the year | 52
| TRF-19 | Statements of assets not in use | 53
| TRF-20 | Statements of special appropriation permitted by appropriate authority | 54
| TRF-21 | Statement of Tariff/Dividend Control Reserve | 55
| TRF-22 | Statement of Contingency Reserve | 56
| TRF-23 | Statement of Fixed Assets & Depreciation | 57
| TRF-24 | Subsidy and Grants | 58
| TRF-25 | Balance Sheet | 59
| TRF-26 | Profit & Loss Account | 60
| TRF-27 | Additional Financial Information | 61
3 | PERFORMANCE DATA
| TRP-1 | Voltage Fluctuation | 62
| TRP-2 | Electrical Accidents | 63
| TRP-3 | Abstract of unscheduled trippings | 64
| TRP-4 | Frequency Excursion | 65
| TRP-5 | Failure of Transformers | 66
| TRP-6 | Information for Time of Day Tariff | 67
| TRP-7 | Interruptions | 68
| TRP-8 | Availability of transmission lines for power supply | 69
4 | TRANSMISSION LINES & GRID SUB-STATIONS
| TRL-1 | Informations required for transmission tariff | 70
| TRL-2 | Grid sub-stations | 71
| TRL-3 | Abstract of Grid sub-stations | 72
| TRL-4 | Details of transmission lines (400 kv) | 73
| TRL-5 | Details of transmission lines (220kv) | 74
| TRL-6 | Details of transmission lines (132 kv) | 75
| TRL-7 | Details of transmission lines (66 kv) | 76
| TRL-8 | Abstract of Transmission lines | 77
| TRL-9 | Abstract of Transmission lines & Grid sub-stations | 78

## Contents
TABLE OF CONTENTS FOR GRIDCO TARIFF GUIDE LINES
| Sheet No | OERC FORM NO | SUBJECT | PAGE NO
1 | TECHNICAL
| Sheet T-1 | TRT-1 | Generation plan as proposed by Generators | 1-3
| Sheet T-2 | TRT-2 | Schedule of maintenance of Generators | 4-5
| Sheet T-3 | TRT-3 | Assessment of consumption | 6
| Sheet T-4 | TRT-4 | Monthly Assessment of consumption | 7
| Sheet T-5 | TRT-5 | Assessment of Demand | 8
| Sheet T-6 | TRT-6 | Input to Orissa grid | 9
| Sheet T-7 | TRT-7 | Output of EHT GRID S/S excluding Auto_transformers | 10
| Sheet T-8 | TRT-8 | Calculation of transmission loss in EHT system | 11
| Sheet T-9 | TRT-9 | Tariff for thermal station | 12-13
| Sheet T-10 | TRT-10 | Tariff for OHPC | 14
| Sheet T-11 | TRT-11 | Tariff for INDRAVATI | 15
| Sheet T-12 | TRT-12 | Tariff for MACHHKUND | 16
| Sheet T-13 | TRT-13 | Tariff for CHUKHA | 17
| Sheet T-14 | TRT-14 | Tariff for CPPS | 18
| Sheet T-15 | TRT-15 | Fuel price adjustment for thermal stations (Except CPPS) | 19-21
| Sheet T-16 | TRT-16 | Transmission tariff for PGCIL Transmission system | 22
| Sheet T-17 | TRT-17 | Transmission charge & transmission loss for PGCIL Transmission lines | 23-24
| Sheet T-18 | TRT-18 | Income Tax for generators | 25
| Sheet T-19 | TRT-19 | Water tax & cess for thermal stations | 26
| Sheet T-20 | TRT-20 | Calculation of least cost power purchase cost | 27-29
| Sheet T-21 | TRT-21 | Power purchase at GRIDCO bus | 30
| Sheet T-22 | TRT-22 | Abstract of least cost power procurement | 31
| Sheet T-23 | TRT-23 | Expected Revenue from charges (Ensuing year) | 32
| Sheet T-24 | TRT-24 | Bulk supply tariff Revision proposal | 33
2 | FINANCE
| Sheet F-1 | TRF-1 | Information on Block Capital | 34
| Sheet F-2 | TRF-2 | Project wise/Scheme wise Capital Expenditure | 35
| Sheet F-3 | TRF-3 | Information on receipt & repayment of loan | 36
| Sheet F-4 | TRF-4 | Cost of Power of GRIDCO | 37
| Sheet F-5 | TRF-5 | Revenue requirement | 38
| Sheet F-6 | TRF-6 | Calculation of clear profit for the ensuing FY | 39-40
| Sheet F-7 | TRF-7 | Calculation of capital base and reasonable return for ensuing FY | 41
| Sheet F-8 | TRF-8 | Proposed Charges, other than and in addition to the charges of tariff leviable for the purpose | 42
| Sheet F-9 | TRF-9 | Statement of Sundry debtors & provision for bad & doubtful debt | 43
| Sheet F-10 | TRF-10 | Information on Inventory | 44
| Sheet F-11 | TRF-11 | Information on Cash and Bank Balance | 45
| Sheet F-12 | TRF-12 | Statement of Share Capital | 46
| SheetF-13 | TRF-13 | Employees Cost | 47
| Sheet F-14 | TRF-14 | Repair & Maintenance Expenses | 48
| Sheet F-15 | TRF-15 | Admin. & General Expenses | 49
| Sheet F-16 | TRF-16 | Consolidated report on secured/unsecured loan | 50
| Sheet F-17 | TRF-17 | Consolidated report on capital work in progress | 51
| Sheet F-18 | TRF-18 | Consolidated report on addition to fixed assets during the year | 52
| Sheet F-19 | TRF-19 | Statements of assets not in use | 53
| Sheet F-20 | TRF-20 | Statements of special appropriation permitted by appropriate authority | 54
| Sheet F-21 | TRF-21 | Statement of Tariff/Dividend Control Reserve | 55
| Sheet F-22 | TRF-22 | Statement of Contingency Reserve | 56
| Sheet F-23 | TRF-23 | Statement of Fixed Assets & Depreciation | 57
| Sheet F-24 | TRF-24 | Subsidy and Grants | 58
| Sheet F-25 | TRF-25 | Balance Sheet | 59
| Sheet F-26 | TRF-26 | Profit & Loss Account | 60
| Sheet F-27 | TRF-27 | Additional Financial Information | 61
3 | PERFORMANCE DATA
| Sheet P-1 | TRP-1 | Voltage Fluctuation | 62
| Sheet P-2 | TRP-2 | Electrical Accidents | 63
| Sheet P-3 | TRP-3 | Abstract of unscheduled trippings | 64
| Sheet P-4 | TRP-4 | Frequency Excursion | 65
| Sheet P-5 | TRP-5 | Failure of Transformers | 66
| Sheet P-6 | TRP-6 | Information for Time of Day Tariff | 67
| Sheet P-7 | TRP-7 | Interruptions | 68
| Sheet P-8 | TRP-8 | Availability of transmission lines for power supply | 69
4 | TRANSMISSION LINES & GRID SUB-STATIONS
| SheetTRL-1 | TRL-1 | Informations required for transmission tariff | 70
| SheetTRL-2 | TRL-2 | Grid sub-stations | 71
| SheetTRL-3 | TRL-3 | Abstract of Grid sub-stations | 72
| SheetTRL-4 | TRL-4 | Details of transmission lines (400 kv) | 73
| SheetTRL-5 | TRL-5 | Details of transmission lines (220kv) | 74
| SheetTRL-6 | TRL-6 | Details of transmission lines (132 kv) | 75
| SheetTRL-7 | TRL-7 | Details of transmission lines (66 kv) | 76
| SheetTRL-8 | TRL-8 | Abstract of Transmission lines | 77
| SheetTRL-9 | TRL-9 | Abstract of Transmission lines & Grid sub-stations | 78

## TRT-1
| Licencee GRIDCO | [13 empty] | OERC | FORM TRT-1
POWER PURCHASED FROM GENERATORS
| PERIOD- |  |  | 1 | ACTUALS FOR PREVIOUS YEAR
|  |  |  | 2 | ACTUALS FOR IST SIX MONTHS OF THE CURRENT YEAR
|  |  |  | 3 | EXPECTED FOR LAST SIX MONTHS OF THE CURRENT YEAR
|  |  |  | 4 | EXPECTED FOR ENSUING YEAR (Projection/Generation Plan Submitted by Generator)
SL.NO | GENERATING STATION | Installed capacity (MW) | Unit Size & No of Units | Unit | APRIL | MAY | JUNE | JULY | AUGUST | SEPTEMBER | OCTOBER | NOVEMBER | DECEMBER | JANUARY | FEBRUARY | MARCH | TOTAL | AVERAGE | MAXIMUM
| STATE HYDRO STATION |  |  | DAYS | 30 | 31 | 30 | 31 | 31 | 30 | 31 | 30 | 31 | 31 | 28 | 31 | 365
ENERGY AVAILABLE FROM OHPC
1 | HIRAKUD |  | 2016-17 | MU | 23.752 | 37.033 | 18.59 | 43.572 | 100.252 | 103.191 | 78.898 | 24.097 | 16.026 | 14.171 | 21.346 | 24.687 | 505.615 | 42.1346 | 103.191
|  |  | 2017-18 |  | 23.192 | 25.681 | 47.68 | 81.928 | 94.442 | 114.185 | 106.92 | 28.71 | 10.89 | 21.78 | 26.73 | 29.7 | 611.838 | 50.9865 | 114.185
|  |  | 2018-19 |  | 31.68 | 21.78 | 31.68 | 58.41 | 132.66 | 142.56 | 124.74 | 43.56 | 26.73 | 16.83 | 20.79 | 26.73 | 661.55 | 55.1292 | 142.56
2 | CHIPLIMA |  | 2016-17 | MU | 16.396 | 6.957 | 3.22 | 19.729 | 30.135 | 29.609 | 27.642 | 12.22 | 11.128 | 9.383 | 13.589 | 16.884 | 196.892 | 16.4077 | 30.135
|  |  | 2017-18 |  | 16.485 | 12.956 | 15.3 | 16.4 | 32.5 | 30.992 | 28.71 | 24.75 | 6.93 | 14.85 | 19.8 | 21.78 | 241.453 | 20.1211 | 32.5
|  |  | 2018-19 |  | 24.75 | 14.85 | 24.75 | 32.67 | 40.59 | 39.6 | 40.59 | 31.68 | 16.83 | 10.89 | 13.86 | 18.81 | 309.87 | 25.8225 | 40.59
3 | BALIMELA |  | 2016-17 | MU | 61.879 | 51.073 | 60.39 | 74.865 | 125.629 | 91.961 | 56.611 | 74.546 | 123.396 | 79.149 | 33.453 | 150.301 | 983.253 | 81.9377 | 150.301
|  |  | 2017-18 |  | 176.189 | 205.045 | 195.21 | 183.856 | 164.523 | 169.013 | 102.96 | 35.64 | 21.78 | 44.55 | 59.4 | 88.11 | 1446.276 | 120.523 | 205.045
|  |  | 2018-19 |  | 142.56 | 147.51 | 106.92 | 98.01 | 118.8 | 118.8 | 98.01 | 82.17 | 78.21 | 61.38 | 41.58 | 81.18 | 1175.13 | 97.9275 | 147.51
4 | U.KOLAB |  | 2016-17 | MU | 77.434 | 58.749 | 42.58 | 50.804 | 42.421 | 55.016 | 54.589 | 37.119 | 8.799 | 41.823 | 54.476 | 79.688 | 603.498 | 50.2915 | 79.688
|  |  | 2017-18 |  | 84.873 | 78.994 | 64.18 | 71.487 | 63.578 | 55.026 | 47.52 | 35.64 | 6.93 | 36.63 | 39.6 | 44.55 | 629.008 | 52.4173 | 84.873
|  |  | 2018-19 |  | 42.57 | 44.55 | 28.71 | 58.41 | 110.88 | 126.72 | 89.1 | 35.64 | 22.77 | 59.4 | 61.38 | 74.25 | 754.38 | 62.865 | 126.72
5 | RENGALI |  | 2016-17 | MU | 28.657 | 34.793 | 11.55 | 47.274 | 134.033 | 163.79 | 47.509 | 7.792 | 13.063 | 11.778 | 10.71 | 19.084 | 530.033 | 44.1694 | 163.79
|  |  | 2017-18 |  | 27.343 | 107.14 | 74.8 | 92.937 | 125.539 | 102.93 | 92.07 | 13.86 | 10.89 | 14.85 | 21.78 | 36.63 | 720.769 | 60.0641 | 125.539
|  |  | 2018-19 |  | 71.28 | 73.26 | 64.35 | 72.27 | 155.43 | 148.5 | 68.31 | 27.72 | 20.79 | 13.86 | 13.86 | 29.7 | 759.33 | 63.2775 | 155.43
4623.525
| Sub Total |  | 2016-17 | MU | 208.118 | 188.605 | 136.33 | 236.244 | 432.47 | 443.567 | 265.249 | 155.774 | 172.412 | 156.304 | 133.574 | 290.644 | 2819.291 | 234.9409 | 443.567
|  |  | 2017-18 |  | 328.082 | 429.816 | 397.17 | 446.608 | 480.582 | 472.146 | 378.18 | 138.6 | 57.42 | 132.66 | 167.31 | 220.77 | 3649.344 | 304.112 | 480.582
|  |  | 2018-19 |  | 312.84 | 301.95 | 256.41 | 319.77 | 558.36 | 576.18 | 420.75 | 220.77 | 165.33 | 162.36 | 151.47 | 230.67 | 3660.26 | 305.0217 | 576.18
6 | INDRAVATI |  | 2016-17 | MU | 88.101 | 90.414 | 149.29 | 164.284 | 139.761 | 177.482 | 127.348 | 91.533 | 30.604 | 99.422 | 132.851 | 170.312 | 1461.402 | 121.7835 | 177.482
|  |  | 2017-18 |  | 207.772 | 165.754 | 162.84 | 184.635 | 192.033 | 190.793 | 141.57 | 102.96 | 36.63 | 110.88 | 132.66 | 147.51 | 1776.037 | 148.0031 | 207.772
|  |  | 2018-19 |  | 178.2 | 184.14 | 85.14 | 186.12 | 258.39 | 269.28 | 193.05 | 101.97 | 53.46 | 123.75 | 137.61 | 172.26 | 1943.37 | 161.9475 | 269.28
7 | MACHHKUND |  | 2016-17 | MU | 19.714 | 19.86 | 22.14 | 27.531 | 30.816 | 31.835 | 31.269 | 30.673 | 32.236 | 32.637 | 30.614 | 33.507 | 342.832 | 28.5693 | 33.507
|  |  | 2017-18 |  | 32.325 | 29.078 | 19.51 | 15.056 | 24.448 | 18.135 | 20.6582 | 20.6582 | 20.6582 | 20.6582 | 20.6582 | 20.6582 | 262.501 | 21.8751 | 32.325
|  |  | 2018-19 |  | 21.875 | 21.875 | 21.875 | 21.875 | 21.875 | 21.875 | 21.875 | 21.875 | 21.875 | 21.875 | 21.875 | 21.875 | 262.5 | 21.875 | 21.875
| TOTAL OHPC |  | 2016-17 | MU | 315.933 | 298.879 | 307.76 | 428.059 | 603.047 | 652.884 | 423.866 | 277.98 | 235.252 | 288.363 | 297.039 | 494.463 | 4623.525 | 385.2937 | 652.884
|  |  | 2017-18 |  | 568.179 | 624.648 | 579.52 | 646.299 | 697.063 | 681.074 | 540.4082 | 262.2182 | 114.7082 | 264.1982 | 320.6282 | 388.9382 | 5687.882 | 473.9902 | 697.063
|  |  | 2018-19 |  | 512.915 | 507.965 | 363.425 | 527.765 | 838.625 | 867.335 | 635.675 | 344.615 | 240.665 | 307.985 | 310.955 | 424.805 | 5866.13 | 488.8442 | 867.335
RESERVOIR HEAD ON FIRST DAY OF THE MONTH
| HIRAKUD |  | 2016-17 | FEET | 609.95 | 602.87 | 597.25 | 609.08 | 620.29 | 629.95 | 630.06 | 629.23 | 628.17 | 625.52 | 622.04 | 617.45
|  |  | 2017-18 |  | 611.91 | 602.87 | 598.39 | 607.04 | 619.45
2018-19
| CHIPLIMA |  | 2016-17 | FEET
2017-18
2018-19
| BALIMELA |  | 2016-17 | FEET | 1477 | 1476.7 | 1477.1 | 1484.4 | 1497.1 | 1505.4 | 1507.2 | 1506.7 | 1503.9 | 1500.8 | 1496.4 | 1485.9
|  |  | 2017-18 |  | 1478.9 | 1476.7 | 1457.6 | 1473.2 | 1480.1
2018-19
| U.KOLAB |  | 2016-17 | METRES | 849.64 | 848.22 | 848.13 | 850.93 | 854.1 | 856.31 | 856.65 | 856.34 | 856.39 | 856.75 | 854.93 | 853.32
|  |  | 2017-18 |  | 851.51 | 849.47 | 848.47 | 850.24 | 651.67
2018-19
| RENGALI |  | 2016-17 | METRES | 114.33 | 111.36 | 110.02 | 115.02 | 121.54 | 122.58 | 123 | 122.9 | 122.52 | 122.15 | 121.74 | 121.04
|  |  | 2017-18 |  | 120.02 | 111.36 | 110.33 | 116.5 | 120.9
2018-19
| INDRAVATI |  | 2016-17 | METRES | 631.81 | 630.81 | 630.13 | 632.88 | 631.91 | 639.11 | 639.28 | 638.9 | 639 | 638.21 | 636.88 | 635
|  |  | 2017-18 |  | 632.45 | 630.2 | 629.04 | 632.8 | 635.14
2018-19
| MACHHKUND |  | 2016-17 | FEET | 2724.8 | 2716.2 | 2713 | 2727 | 2737 | 2746 | 2747 | 2744 | 2740 | 2734 | 2729 | 2722
|  |  | 2017-18 |  | 2714 | 2705 | 2707 | 2725 | 2735
2018-19
STATE THERMAL STATIONS
8 | IBTPS (OPGC)
| NET ENERGY AVAILABLE |  | 2016-17 | MU | 255.892 | 175.499 | 236.09 | 250.603 | 245.23 | 225.349 | 240.433 | 218.855 | 258.495 | 275.078 | 249.676 | 259.563 | 2890.763 | 240.8969 | 275.078
|  |  | 2017-18 |  | 225.645 | 236.011 | 262.79 | 246.843 | 139.249 | 104.537 | 202.5133 | 202.5133 | 202.5133 | 202.5133 | 202.5133 | 202.5133 | 2430.155 | 202.5129 | 262.79
|  |  | 2018-19 |  | 242.7908 | 242.7908 | 242.7908 | 242.7908 | 242.7908 | 242.7908 | 242.7908 | 242.7908 | 242.7908 | 242.7908 | 242.7908 | 242.7908 | 2913.49 | 242.7908 | 242.7908
| PAFM (Plant Availability Factor) |  | 2016-17 | % | 92.48 | 61.39 | 85.4 | 87.69 | 85.77 | 81.44 | 84.15 | 79.58 | 90.67 | 97 | 96.68 | 90.78
|  |  | 2017-18 |  | 81.5498 | 82.54 | 94.98 | 86.33 | 48.7 | 37.99 | 72.1 | 52.84 | 70.8289 | 70.8289 | 78.4177 | 70.8289
|  |  | 2018-19 |  | 87.02 | 87.02 | 87.02 | 87.02 | 87.02 | 87.02 | 87.02 | 87.02 | 87.02 | 87.02 | 87.02 | 87.02
9 | TTPS (NTPC)
| NET ENERGY AVAILABLE |  | 2016-17 | MU | 271.901 | 295.255 | 260.4 | 270.893 | 269.403 | 284.529 | 282.167 | 302.585 | 245.969 | 291.999 | 281.007 | 299.104 | 3355.212 | 279.601 | 302.585
|  |  | 2017-18 |  | 276.102 | 300.673 | 279.29 | 295.369 | 289.968 | 246.108 | 281.2517 | 281.2517 | 281.2517 | 281.2517 | 281.2517 | 281.2517 | 3375.02 | 281.2517 | 300.673
|  |  | 2018-19 |  | 280.1408 | 288.4911 | 282.7184 | 266.5817 | 251.5459 | 271.1193 | 298.8014 | 284.0072 | 284.6247 | 298.9535 | 269.9916 | 299.1057 | 3376.0813 | 281.3401 | 299.1057
| PAFM (Plant Availability Factor) |  | 2016-17 | % | 91.727 | 96.392 | 87.848 | 88.439 | 87.95 | 98.84 | 92.119 | 102.078 | 80.302 | 95.329 | 84.35 | 97.674
|  |  | 2017-18 |  | 93.144 | 98.193 | 94.219 | 96.429 | 94.666 | 83.025 | 75.83 | 9.534 | 82.1797 | 82.1797 | 90.9846 | 82.1797
|  |  | 2018-19 |  | 93.61 | 93.61 | 93.61 | 93.61 | 93.61 | 93.61 | 93.61 | 93.61 | 93.61 | 93.61 | 93.61 | 93.61
IPPs (Vedanta limited)
10
| Total Net Generation |  | 2016-17 | MU | 674.2 | 497.17 | 658.26 | 564.38 | 639.42 | 505.96 | 781.33 | 729.63 | 921.19 | 850.58 | 843.23 | 901.94 | 8567.29
|  |  | 2017-18 |  | 836.07 | 745.29 | 852.18 | 686.07 | 874.44 | 705.46 | [6 empty] | 4699.51
|  |  | 2018-19 | [13 empty] | 0
| Odisha Share |  | 2016-17 | % | 30 | 30 | 30 | 30 | 30 | 30 | 30 | 30 | 30 | 30 | 30 | 30
|  |  | 2017-18 |  | 30 | 30 | 30 | 30 | 30 | 30 | 30 | 30 | 30 | 30 | 30 | 30
|  |  | 2018-19 |  | 30 | 30 | 30 | 30 | 30 | 30 | 30 | 30 | 30 | 30 | 30 | 30
Note:- 25% at Full Cost & 7% at Variable Cost
| NET ENERGY AVAILABLE TO ODISHA |  | 2016-17 | MU | 334.16 | 296.177 | 263.79 | 206.332 | 212.893 | 174.305 | 345.522 | 202.232 | 299.917 | 280.575 | 333.686 | 297.257 | 3246.846 | 270.5705 | 345.522
|  |  | 2017-18 |  | 233.611 | 121.711 | 179.32 | 9.807 | 49.673 | 2.416 | 99.4233 | 99.4233 | 99.4233 | 99.4233 | 99.4233 | 99.4233 | 1193.078 | 99.4232 | 233.611
|  |  | 2018-19 |  | 219.235 | 219.235 | 219.235 | 219.235 | 219.235 | 219.235 | 219.235 | 219.235 | 219.235 | 219.235 | 219.235 | 219.235 | 2630.82 | 219.235 | 219.235
11 | (B) GMR
| Total Net Generation |  | 2016-17 | MU | 560.71 | 500.48 | 465.32 | 387.5 | 391.05 | 415.74 | 560.79 | 555.11 | 468.39 | 403.41 | 322.08 | 426.41 | 5456.99
|  |  | 2017-18 |  | 550.21 | 459.77 | 377.27 | 433.12 | 466.75 | 361.99 | 138.81 | [5 empty] | 2787.92
|  |  | 2018-19 | [13 empty] | 0
| Odisha Share |  | 2016-17 | % | 25 | 25 | 25 | 25 | 25 | 25 | 25 | 25 | 25 | 25 | 25 | 25
|  |  | 2017-18 |  | 25 | 25 | 25 | 25 | 25 | 25 | 25 | 25 | 25 | 25 | 25 | 25
|  |  | 2018-19 |  | 25 | 25 | 25 | 25 | 25 | 25 | 25 | 25 | 25 | 25 | 25 | 25
Note:- 25% at Full Cost & generation beyond 80% at Variable Cost
| NET ENERGY AVAILABLE TO ODISHA |  | 2016-17 | MU | 146.856 | 151.054 | 127.5 | 116.313 | 110.846 | 21.791 | 102.496 | 120.405 | 136.746 | 124.487 | 90.433 | 127.267 | 1376.194 | 114.6828 | 151.054
|  |  | 2017-18 |  | 126.244 | 115.573 | 98.92 | 128.008 | 153.579 | 147.826 | 128.3583 | 128.3583 | 128.3583 | 128.3583 | 128.3583 | 128.3583 | 1540.3 | 128.3583 | 153.579
|  |  | 2018-19 |  | 153.3333 | 153.3333 | 153.3333 | 153.3333 | 153.3333 | 153.3333 | 153.3333 | 153.3333 | 153.3333 | 153.3333 | 153.3333 | 153.3333 | 1840 | 153.3333 | 153.3333
(C )JITPL
| Total Net Generation |  | 2016-17 | MU | 154.74 | 149.68 | 126.94 | 115.69 | 109.67 | 21.79 | 102.21 | 119.17 | 135.57 | 123.72 | 88.72 | 125.49 | 1373.39 | 114.4492 | 154.74
|  |  | 2017-18 |  | 126.24 | 115.57 | 98.92 | 127.98 | 153.58 | 147.83 | [6 empty] | 770.12
|  |  | 2018-19 | [13 empty] | 0
| Odisha Share |  | 2016-17 | % | 12% | 12% | 12% | 12% | 12% | 12% | 12% | 12% | 12% | 12% | 12% | 12%
|  |  | 2017-18 |  | 12% | 12% | 12% | 12% | 12% | 12% | 12% | 12% | 12% | 12% | 12% | 12%
|  |  | 2018-19 |  | 12% | 12% | 12% | 12% | 12% | 12% | 12% | 12% | 12% | 12% | 12% | 12%
12% if coal blocks not allocated within the State & 14% if coal block is allocated within the State at Variable Cost
| NET ENERGY AVAILABLE TO ODISHA |  | 2016-17 | MU | 3.019 | 3.096 | 1.69 | 25.536 | 74.045 | 44.631 | 42.965 | 31.563 | 25.047 | 25.297 | 23.665 | 18.692 | 319.246 | 26.6038 | 74.045
|  |  | 2017-18 |  | 14.832 | 0.397 | 17.81 | 18.436 | 18.444 | 17.863 | 14.63 | 14.63 | 14.63 | 14.63 | 14.63 | 14.63 | 175.562 | 14.6302 | 18.444
|  |  | 2018-19 |  | 42 | 42 | 42 | 42 | 42 | 42 | 42 | 42 | 42 | 42 | 42 | 42 | 504 | 42 | 42
(D) NBVL
| Total Net Generation |  | 2016-17 | MU | 0 | 0 | 0 | 0 | 0 | 0 | 0 | 0 | 0 | 0 | 0 | 0 | 0 | 0 | 0
|  |  | 2017-18 |  | 0 | 0 | 0 | 0 | 0 | [7 empty] | 0 | 0 | 0
2018-19
| Odisha Share |  | 2016-17 | %
2017-18
2018-19
| NET ENERGY AVAILABLE TO ODISHA |  | 2016-17 | MU | 0 | 0 | 0 | 0 | 0 | 0 | 0 | 0 | 0 | 0 | 0 | 0
|  |  | 2017-18 |  | 0 | 0 | 0 | 0 | 0 | 0 | 0 | 0 | 0 | 0 | 0 | 0
|  |  | 2018-19 | [14 empty] | 0 | 0
(E) Ind Bahrat Energy Limited
| Total Net Generation |  | 2016-17 | MU | [12 empty] | 0 | 0 | 0
|  |  | 2017-18 | [13 empty] | 0 | 0 | 0
2018-19
| Odisha Share |  | 2016-17 | %
2017-18
2018-19
| NET ENERGY AVAILABLE TO ODISHA |  | 2016-17 | MU | 0 | 0 | 0 | 0 | 0 | 0 | 0 | 0 | 0 | 0 | 0 | 0 | 0
|  |  | 2017-18 |  | 0 | 0 | 0 | 0 | 0 | 0 | 0 | 0 | 0 | 0 | 0 | 0 | 0
|  |  | 2018-19 | [13 empty] | 0 | 0 | 0
| NET ENERGY AVAILABLE TO ODISHA (IPPS) |  | 2016-17 | MU | 1389.65 | 1147.33 | 1250.52 | 1067.57 | 1140.14 | 943.49 | 1444.33 | 1403.91 | 1525.15 | 1377.71 | 1254.03 | 1453.84 | 15397.67 | 1283.1392 | 1525.15
|  |  | 2017-18 |  | 1512.52 | 1320.63 | 1328.37 | 1247.17 | 1494.77 | 1215.28 | 138.81 | 0 | 0 | 0 | 0 | 0 | 8257.55 | 688.1292 | 1512.52
|  |  | 2018-19 |  | 0 | 0 | 0 | 0 | 0 | 0 | 0 | 0 | 0 | 0 | 0 | 0 | 0 | 0 | 0
| PAF (Plant Availability Factor) |  |  | %
2016-17
|  |  | 2017-18 | [15 empty] | 0
2018-19
TOTALSTATE
| ENERGY AVAILABLE |  | 2016-17 | MU | 484.035 | 450.327 | 392.98 | 348.181 | 397.784 | 240.727 | 490.983 | 354.2 | 461.71 | 430.359 | 447.784 | 443.216 | 4942.286 | 411.8572 | 490.983
|  |  | 2017-18 |  | 374.687 | 237.681 | 296.05 | 156.251 | 221.696 | 168.105 | 242.4117 | 242.4117 | 242.4117 | 242.4117 | 242.4117 | 242.4117 | 2908.94 | 242.4117 | 374.687
|  |  | 2018-19 |  | 414.5683 | 414.5683 | 414.5683 | 414.5683 | 414.5683 | 414.5683 | 414.5683 | 414.5683 | 414.5683 | 414.5683 | 414.5683 | 414.5683 | 4974.82 | 414.5683 | 414.5683
CENTRAL SECTOR STATIONS
13 | FSTPS (Stage - I &II)
| Net energy available for Shairing |  | 2016-17 | MU | 307.2154 | 738.5549 | 902.5148 | 875.7025 | 916.0545 | 844.5346 | 821.6133 | 821.0459 | 842.2167 | 905.4262 | 862.7506 | 833.733 | 9671.3625 | 805.9469 | 916.0545
|  |  | 2017-18 |  | 555.0006 | 854.0891 | 748.6568 | 769.5106 | 759.4597 | 839.7564 | 928.5658 | 928.5658 | 928.5658 | 928.5658 | 928.5658 | 928.5658 | 10097.8681 | 841.489 | 928.5658
|  |  | 2018-19 |  | 928.5658 | 928.5658 | 928.5658 | 928.5658 | 928.5658 | 928.5658 | 928.5658 | 928.5658 | 928.5658 | 928.5658 | 928.5658 | 928.5658 | 11142.7901 | 928.5658 | 928.5658
| Odisha Share |  | 2016-17 | % | 13.81 | 13.81 | 13.81 | 13.81 | 13.81 | 13.81 | 13.81 | 13.81 | 13.81 | 13.81 | 13.81 | 13.81
|  |  | 2017-18 |  | 13.81 | 13.81 | 13.81 | 13.81 | 13.81 | 13.81 | 13.81 | 13.81 | 13.81 | 13.81 | 13.81 | 13.81
|  |  | 2018-19 |  | 14.1836 | 14.1836 | 14.1836 | 14.1836 | 14.1836 | 14.1836 | 14.1836 | 14.1836 | 14.1836 | 14.1836 | 14.1836 | 14.1836
| Odisha Share |  | 2016-17 | MU | 42.4265 | 101.9944 | 124.6373 | 120.9345 | 126.5071 | 116.6302 | 54.134 | 89.99 | 116.3101 | 125.0394 | 119.1459 | 115.1385 | 1252.8879 | 104.4073 | 126.5071
|  |  | 2017-18 |  | 76.6456 | 117.9497 | 103.3895 | 106.2694 | 104.8814 | 115.9704 | 54.134 | 89.99 | 128.2349 | 128.2349 | 128.2349 | 128.2349 | 1282.1697 | 106.8475 | 128.2349
|  |  | 2018-19 |  | 131.7037 | 131.7037 | 131.7037 | 131.7037 | 131.7037 | 131.7037 | 131.7037 | 131.7037 | 131.7037 | 131.7037 | 131.7037 | 131.7037 | 1580.4443 | 131.7037 | 131.7037
| Actual Odisha drawal |  | 2016-17 | MU | 50.25 | 109.843 | 136.02 | 135.844 | 110.782 | 123.52 | 88.283 | 107.205 | 90.907 | 82.025 | 67.843 | 80.281 | 1182.803 | 98.5669 | 136.02
|  |  | 2017-18 |  | 76.484 | 130.874 | 47.73 | 60.125 | 93.433 | 147.093 | 92.6233 | 92.6233 | 92.6233 | 92.6233 | 92.6233 | 92.6233 | 1111.479 | 92.6232 | 147.093
|  |  | 2018-19 |  | 129.3857 | 129.3857 | 129.3857 | 129.3857 | 129.3857 | 129.3857 | 129.3857 | 129.3857 | 129.3857 | 129.3857 | 129.3857 | 129.3857 | 1552.6285 | 129.3857 | 129.3857
| PAF Plant Availability Factor) |  | 2016-17 | % | 34.84 | 55.39 | 69.2 | 75.34 | 79.52 | 81.46 | 83.2 | 84.72 | 85.41 | 86.51 | 87.52 | 87.09
|  |  | 2017-18 |  | 57.53 | 73.91 | 79.46 | 83.77 | 83.08 | 83 | 85 | 85 | 85 | 85 | 85 | 85
|  |  | 2018-19 |  | 85 | 85 | 85 | 85 | 85 | 85 | 85 | 85 | 85 | 85 | 85 | 85
14 | FSTPS (Stage - III)
| Net energy available for Shairing |  | 2016-17 | MU | 272.5227 | 269.379 | 282.6385 | 283.0004 | 284.6889 | 236.7918 | 243.007 | 248.9422 | 262.6423 | 258.6362 | 212.896 | 245.3748 | 3100.5199 | 258.3767 | 284.6889
|  |  | 2017-18 |  | 253.5084 | 283.9914 | 212.5032 | 214.7362 | 244.6313 | 252.1351 | 290.0838 | 290.0838 | 290.0838 | 290.0838 | 290.0838 | 290.0838 | 3202.0082 | 266.834 | 290.0838
|  |  | 2018-19 |  | 292.4106 | 292.4106 | 292.4106 | 292.4106 | 292.4106 | 292.4106 | 292.4106 | 292.4106 | 292.4106 | 292.4106 | 292.4106 | 292.4106 | 3508.9275 | 292.4106 | 292.4106
| Odisha Share |  | 2016-17 | % | 16.874 | 16.874 | 16.874 | 16.874 | 16.874 | 16.874 | 16.874 | 16.874 | 16.874 | 16.874 | 16.874 | 16.874
|  |  | 2017-18 |  | 19.85 | 19.85 | 19.85 | 19.85 | 19.85 | 19.85 | 19.85 | 19.85 | 19.85 | 19.85 | 19.85 | 19.85
|  |  | 2018-19 |  | 18.0524 | 18.0524 | 18.0524 | 18.0524 | 18.0524 | 18.0524 | 18.0524 | 18.0524 | 18.0524 | 18.0524 | 18.0524 | 18.0524
| Odisha Share |  | 2016-17 | MU | 45.9855 | 45.455 | 47.6924 | 47.7535 | 48.0384 | 39.9563 | 41.005 | 42.0065 | 44.3183 | 43.6423 | 35.9241 | 41.4045 | 523.1817 | 43.5985 | 48.0384
|  |  | 2017-18 |  | 50.3214 | 56.3723 | 42.1819 | 42.6251 | 48.5593 | 50.0488 | 57.5816 | 57.5816 | 57.5816 | 57.5816 | 57.5816 | 57.5816 | 635.5986 | 52.9666 | 57.5816
|  |  | 2018-19 |  | 52.7871 | 52.7871 | 52.7871 | 52.7871 | 52.7871 | 52.7871 | 52.7871 | 52.7871 | 52.7871 | 52.7871 | 52.7871 | 52.7871 | 633.4456 | 52.7871 | 52.7871
| Actual Odisha drawal |  | 2016-17 | MU | 55.615 | 51.177 | 54.04 | 54.775 | 43.505 | 53.764 | 47.28 | 49.638 | 48.164 | 42.782 | 32.98 | 35.017 | 568.737 | 47.3948 | 55.615
|  |  | 2017-18 |  | 44.896 | 48.884 | 15.46 | 26.938 | 44.063 | 53.602 | 38.9733 | 38.9733 | 38.9733 | 38.9733 | 38.9733 | 38.9733 | 467.683 | 38.9736 | 53.602
|  |  | 2018-19 |  | 51.8581 | 51.8581 | 51.8581 | 51.8581 | 51.8581 | 51.8581 | 51.8581 | 51.8581 | 51.8581 | 51.8581 | 51.8581 | 51.8581 | 622.297 | 51.8581 | 51.8581
| PAF (Plant Availability Factor) |  | 2016-17 | % | 97.81 | 98.81 | 99.1 | 98.75 | 98.39 | 98.6 | 98.78 | 98.92 | 98.91 | 98.86 | 98.35 | 98.04
15 |  |  | 2017-18 |  | 97.39 | 97.76 | 95.88 | 96.98 | 96.8 | 94.79 | 85 | 85 | 85 | 85 | 85 | 85
|  |  | 2018-19 |  | 85 | 85 | 85 | 85 | 85 | 85 | 85 | 85 | 85 | 85 | 85 | 85
TSTPS (Stage - I)
| Net energy available for Shairing |  | 2016-17 | MU | 638.4751 | 644.9672 | 609.9704 | 650.6968 | 638.1284 | 624.3786 | 576.7724 | 475.6089 | 372.4962 | 664.2452 | 533.5653 | 594.894 | 7024.1984 | 585.3499 | 664.2452
|  |  | 2017-18 |  | 561.7979 | 546.8121 | 585.7762 | 619.2653 | 661.4155 | 647.99 | 580.1675 | 580.1675 | 580.1675 | 580.1675 | 580.1675 | 580.1675 | 7104.0621 | 592.0052 | 661.4155
|  |  | 2018-19 |  | 584.8213 | 584.8213 | 584.8213 | 584.8213 | 584.8213 | 584.8213 | 584.8213 | 584.8213 | 584.8213 | 584.8213 | 584.8213 | 584.8213 | 7017.855 | 584.8213 | 584.8213
| Odisha Share |  | 2016-17 | % | 31.883 | 31.883 | 31.883 | 31.883 | 31.883 | 31.883 | 31.883 | 31.883 | 31.883 | 31.883 | 31.883 | 31.883
|  |  | 2017-18 |  | 31.97 | 31.97 | 31.97 | 31.97 | 31.97 | 31.97 | 31.97 | 31.97 | 31.97 | 31.97 | 31.97 | 31.97
|  |  | 2018-19 |  | 32.3442 | 32.3442 | 32.3442 | 32.3442 | 32.3442 | 32.3442 | 32.3442 | 32.3442 | 32.3442 | 32.3442 | 32.3442 | 32.3442
| Odisha Share |  | 2016-17 | MU | 203.565 | 205.6349 | 194.4769 | 207.4617 | 203.4545 | 199.0706 | 183.8923 | 151.6384 | 118.763 | 211.7813 | 170.1166 | 189.67 | 2239.5252 | 186.6271 | 211.7813
|  |  | 2017-18 |  | 179.6068 | 174.8158 | 187.2727 | 197.9791 | 211.4545 | 207.1624 | 185.4795 | 185.4795 | 185.4795 | 185.4795 | 185.4795 | 185.4795 | 2271.1686 | 189.2641 | 211.4545
|  |  | 2018-19 |  | 189.1558 | 189.1558 | 189.1558 | 189.1558 | 189.1558 | 189.1558 | 189.1558 | 189.1558 | 189.1558 | 189.1558 | 189.1558 | 189.1558 | 2269.8691 | 189.1558 | 189.1558
| Actual Odisha drawal |  | 2016-17 | MU | 206.287 | 213.05 | 195.5 | 214.472 | 210.029 | 200.347 | 191.861 | 151.449 | 117.155 | 208.58 | 167.169 | 187.037 | 2262.936 | 188.578 | 214.472
|  |  | 2017-18 |  | 178.181 | 177.96 | 172.2 | 202.161 | 209.655 | 206.371 | 191.0883 | 191.0883 | 191.0883 | 191.0883 | 191.0883 | 191.0883 | 2293.058 | 191.0882 | 209.655
|  |  | 2018-19 |  | 185.8266 | 185.8266 | 185.8266 | 185.8266 | 185.8266 | 185.8266 | 185.8266 | 185.8266 | 185.8266 | 185.8266 | 185.8266 | 185.8266 | 2229.9194 | 185.8266 | 185.8266
| PAF (Plant Availability Factor) |  | 2016-17 | % | 96.32 | 97.06 | 95.49 | 96.07 | 95.98 | 95.72 | 94.53 | 91.72 | 87.47 | 88.3 | 88.01 | 87.86
|  |  | 2017-18 |  | 83.96 | 82.17 | 84.87 | 86.75 | 88.46 | 89.73 | 85 | 85 | 85 | 85 | 85 | 85
|  |  | 2018-19 |  | 85 | 85 | 85 | 85 | 85 | 85 | 85 | 85 | 85 | 85 | 85 | 85
16 | TSTPS (Stage - II)
| Net energy available for Shairing |  | 2016-17 | MU | 1306.8383 | 1276.4539 | 1159.8725 | 1263.0862 | 1094.4807 | 1081.2126 | 921.2778 | 1105.3115 | 1346.0781 | 1329.8318 | 1172.3565 | 1308.5105 | 14365.3105 | 1197.1092 | 1346.0781
|  |  | 2017-18 |  | 1235.2496 | 1128.7042 | 1187.7731 | 1118.156 | 944.8753 | 1024.1858 | 1091.7924 | 1160.335 | 1160.335 | 1160.335 | 1160.335 | 1160.335 | 13532.4112 | 1127.7009 | 1235.2496
|  |  | 2018-19 |  | 1169.6425 | 1169.6425 | 1169.6425 | 1169.6425 | 1169.6425 | 1169.6425 | 1169.6425 | 1169.6425 | 1169.6425 | 1169.6425 | 1169.6425 | 1169.6425 | 14035.71 | 1169.6425 | 1169.6425
| Odisha Share |  | 2016-17 | % | 10 | 10 | 10 | 10 | 10 | 10 | 10 | 10 | 10 | 10 | 10 | 10
|  |  | 2017-18 |  | 10 | 10 | 10 | 10 | 10 | 10 | 10 | 10 | 10 | 10 | 10 | 10
|  |  | 2018-19 |  | 10 | 10 | 10 | 10 | 10 | 10 | 10 | 10 | 10 | 10 | 10 | 10
| Odisha Share |  | 2016-17 | MU | 130.6838 | 127.6454 | 115.9872 | 126.3086 | 109.4481 | 108.1213 | 92.1278 | 110.5312 | 136.114 | 132.9832 | 117.2357 | 130.851 | 1438.0372 | 119.8364 | 136.114
|  |  | 2017-18 |  | 127.751 | 131.112 | 123.59 | 133.97 | 112.645 | 95.181 | 109.1792 | 116.0335 | 116.0335 | 116.0335 | 116.0335 | 116.0335 | 1413.5957 | 117.7996 | 133.97
|  |  | 2018-19 |  | 116.9643 | 116.9643 | 116.9643 | 116.9643 | 116.9643 | 116.9643 | 116.9643 | 116.9643 | 116.9643 | 116.9643 | 116.9643 | 116.9643 | 1403.571 | 116.9643 | 116.9643
| Actual Odisha drawal |  | 2016-17 | MU | 127.751 | 131.112 | 123.59 | 133.97 | 112.645 | 95.181 | 106.745 | 108.055 | 133.493 | 133.169 | 114.804 | 126.743 | 1447.258 | 120.6048 | 133.97
|  |  | 2017-18 |  | 120.243 | 116.516 | 120.7 | 112.856 | 99.831 | 107.44 | 112.9317 | 112.9317 | 112.9317 | 112.9317 | 112.9317 | 112.9317 | 1355.176 | 112.9313 | 120.7
|  |  | 2018-19 |  | 114.3209 | 114.3209 | 114.3209 | 114.3209 | 114.3209 | 114.3209 | 114.3209 | 114.3209 | 114.3209 | 114.3209 | 114.3209 | 114.3209 | 1371.8503 | 114.3209 | 114.3209
| PAF (Plant Availability Factor) |  | 2016-17 | % | 96.975 | 95.879 | 93.404 | 97.806 | 82.003 | 71.657 | 77.845 | 93.542 | 97.846 | 98.548 | 93.953 | 93.542
|  |  | 2017-18 |  | 91.29 | 84.81 | 91.69 | 83.08 | 72.83 | 80.99 | 85 | 85 | 85 | 85 | 85 | 85
|  |  | 2018-19 |  | 85 | 85 | 85 | 85 | 85 | 85 | 85 | 85 | 85 | 85 | 85 | 85
17 | KHSTPS (Stage - I)
| Net energy available for Shairing |  | 2016-17 | MU | 461.0628 | 477.3077 | 480.9951 | 469.3414 | 433.4228 | 373.3538 | 436.5156 | 429.9779 | 489.8919 | 481.814 | 438.8499 | 496.3257 | 5468.8586 | 455.7382 | 496.3257
|  |  | 2017-18 |  | 475.3837 | 488.5906 | 340.9661 | 412.0188 | 483.7543 | 494.3336 | 474.3102 | 474.3102 | 474.3102 | 474.3102 | 474.3102 | 474.3102 | 5540.9084 | 461.7424 | 494.3336
|  |  | 2018-19 |  | 474.3102 | 474.3102 | 474.3102 | 474.3102 | 474.3102 | 474.3102 | 474.3102 | 474.3102 | 474.3102 | 474.3102 | 474.3102 | 474.3102 | 5691.7224 | 474.3102 | 474.3102
| Odisha Share |  | 2016-17 | % | 15.32 | 15.32 | 15.32 | 15.32 | 15.32 | 15.32 | 15.32 | 15.32 | 15.32 | 15.32 | 15.32 | 15.32
|  |  | 2017-18 |  | 15.4 | 15.4 | 15.4 | 15.4 | 15.4 | 15.4 | 15.4 | 15.4 | 15.4 | 15.4 | 15.4 | 15.4
|  |  | 2018-19 |  | 15.77 | 15.77 | 15.77 | 15.77 | 15.77 | 15.77 | 15.77 | 15.77 | 15.77 | 15.77 | 15.77 | 15.77
| Odisha Share |  | 2016-17 | MU | 70.6348 | 73.1235 | 73.6885 | 71.9031 | 66.4004 | 57.1978 | 66.8742 | 65.8726 | 75.0514 | 73.8139 | 67.2318 | 76.0371 | 837.8291 | 69.8191 | 76.0371
|  |  | 2017-18 |  | 73.2091 | 75.243 | 52.5088 | 63.4509 | 74.4982 | 76.1274 | 73.0438 | 73.0438 | 73.0438 | 73.0438 | 73.0438 | 73.0438 | 853.2999 | 71.1083 | 76.1274
|  |  | 2018-19 |  | 74.7987 | 74.7987 | 74.7987 | 74.7987 | 74.7987 | 74.7987 | 74.7987 | 74.7987 | 74.7987 | 74.7987 | 74.7987 | 74.7987 | 897.5846 | 74.7987 | 74.7987
| Actual Odisha drawal |  | 2016-17 | MU | 75.449 | 67.598 | 76.79 | 79.81 | 52.658 | 58.98 | 25.932 | 39.853 | 49.825 | 41.815 | 38.997 | 54.39 | 662.097 | 55.1747 | 79.81
|  |  | 2017-18 |  | 78.215 | 81.76 | 34.24 | 40.828 | 74.147 | 85.428 | 65.77 | 65.77 | 65.77 | 65.77 | 65.77 | 65.77 | 789.238 | 65.7698 | 85.428
|  |  | 2018-19 |  | 73.6663 | 73.6663 | 73.6663 | 73.6663 | 73.6663 | 73.6663 | 73.6663 | 73.6663 | 73.6663 | 73.6663 | 73.6663 | 73.6663 | 883.9952 | 73.6663 | 73.6663
| PAF (Plant Availability Factor) |  | 2016-17 | % | 89.68 | 94.24 | 95.52 | 96.11 | 95.12 | 91.94 | 92.65 | 92.79 | 93.49 | 93.99 | 94.4 | 94.77
|  |  | 2017-18 |  | 96.89 | 95.59 | 88.69 | 89.46 | 90.74 | 91.36 | 85 | 85 | 85 | 85 | 85 | 85
|  |  | 2018-19 |  | 85 | 85 | 85 | 85 | 85 | 85 | 85 | 85 | 85 | 85 | 85 | 85
18 | KHSTPS (Stage -II)
| Net energy available for Shairing |  | 2016-17 | MU | 908.0595 | 880.7068 | 843.6512 | 593.8557 | 828.4768 | 800.1824 | 795.9361 | 834.1577 | 910.5217 | 581.4446 | 691.8969 | 913.4929 | 9582.3823 | 798.5319 | 913.4929
|  |  | 2017-18 |  | 635.7821 | 902.0935 | 749.6351 | 735.0417 | 874.6003 | 638.13 | 870.2513 | 870.2513 | 870.2513 | 870.2513 | 870.2513 | 870.2513 | 9756.7902 | 813.0658 | 902.0935
|  |  | 2018-19 |  | 877.2319 | 877.2319 | 877.2319 | 877.2319 | 877.2319 | 877.2319 | 877.2319 | 877.2319 | 877.2319 | 877.2319 | 877.2319 | 877.2319 | 10526.7825 | 877.2319 | 877.2319
| Odisha Share |  | 2016-17 | % | 2.14 | 2.14 | 2.14 | 2.14 | 2.14 | 2.14 | 2.14 | 2.14 | 2.14 | 2.14 | 2.14 | 2.14
|  |  | 2017-18 |  | 2.24 | 2.24 | 2.24 | 2.24 | 2.24 | 2.24 | 2.24 | 2.24 | 2.24 | 2.24 | 2.24 | 2.24
|  |  | 2018-19 |  | 2.6206 | 2.6206 | 2.6206 | 2.6206 | 2.6206 | 2.6206 | 2.6206 | 2.6206 | 2.6206 | 2.6206 | 2.6206 | 2.6206
| Odisha Share |  | 2016-17 | MU | 19.4325 | 18.8471 | 18.0541 | 12.7085 | 17.7294 | 17.1239 | 17.033 | 17.851 | 19.4852 | 12.4429 | 14.8066 | 19.5487 | 205.063 | 17.0886 | 19.5487
|  |  | 2017-18 |  | 14.2415 | 20.2069 | 16.7918 | 16.4649 | 19.591 | 14.2941 | 19.4936 | 19.4936 | 19.4936 | 19.4936 | 19.4936 | 19.4936 | 218.5521 | 18.2127 | 20.2069
|  |  | 2018-19 |  | 22.9887 | 22.9887 | 22.9887 | 22.9887 | 22.9887 | 22.9887 | 22.9887 | 22.9887 | 22.9887 | 22.9887 | 22.9887 | 22.9887 | 275.8649 | 22.9887 | 22.9887
| Actual Odisha drawal |  | 2016-17 | MU | 23.185 | 19.881 | 20.33 | 15.928 | 16.102 | 19.633 | 6.723 | 10.249 | 12.386 | 7.346 | 8.841 | 14.131 | 174.735 | 14.5613 | 23.185
|  |  | 2017-18 |  | 20.825 | 22.965 | 12.15 | 11.822 | 24.197 | 43.847 | 22.635 | 22.635 | 22.635 | 22.635 | 22.635 | 22.635 | 271.616 | 22.6347 | 43.847
|  |  | 2018-19 |  | 22.6407 | 22.6407 | 22.6407 | 22.6407 | 22.6407 | 22.6407 | 22.6407 | 22.6407 | 22.6407 | 22.6407 | 22.6407 | 22.6407 | 271.6883 | 22.6407 | 22.6407
| PAF (Plant Availability Factor) |  | 2016-17 | % | 97.72 | 97.7 | 97.88 | 91.39 | 93.01 | 93.15 | 93.91 | 94.66 | 95.2 | 92.18 | 91.65 | 92.36
|  |  | 2017-18 |  | 96.08 | 97.35 | 96.24 | 96.53 | 97.23 | 92.45 | 85 | 85 | 85 | 85 | 85 | 85
|  |  | 2018-19 |  | 85 | 85 | 85 | 85 | 85 | 85 | 85 | 85 | 85 | 85 | 85 | 85
Barh STPS (Stage - II)
| Net energy available for Shairing |  | 2016-17 | MU | 430.021 | 649.8784 | 590.3858 | 674.5594 | 609.2458 | 337.3169 | 620.7851 | 622.3169 | 699.2667 | 746.9082 | 657.0207 | 727.8835 | 7365.5884 | 613.799 | 746.9082
|  |  | 2017-18 |  | 796.7898 | 778.1823 | 741.6426 | 667.1947 | 627.7338 | 473.6759 | 385.982 | 385.982 | 385.982 | 385.982 | 385.982 | 385.982 | 6401.1112 | 533.4259 | 796.7898
|  |  | 2018-19 |  | 771.964 | 771.964 | 771.964 | 771.964 | 771.964 | 771.964 | 771.964 | 771.964 | 771.964 | 771.964 | 771.964 | 771.964 | 9263.5686 | 771.964 | 771.964
| Odisha Share |  | 2016-17 | % | 14.7882 | 14.7882 | 14.7882 | 14.7882 | 14.7882 | 14.7882 | 14.7882 | 14.7882 | 14.7882 | 14.7882 | 14.7882 | 14.7882
|  |  | 2017-18 |  | 14.7882 | 14.7882 | 14.7882 | 14.7882 | 14.7882 | 14.7882 | 14.7882 | 14.7882 | 14.7882 | 14.7882 | 14.7882 | 14.7882
|  |  | 2018-19 |  | 14.7882 | 14.7882 | 14.7882 | 14.7882 | 14.7882 | 14.7882 | 14.7882 | 14.7882 | 14.7882 | 14.7882 | 14.7882 | 14.7882
| Odisha Share |  | 2016-17 | MU | 23.14 | 46.15 | 45.29 | 47.98 | 51.24 | 53.4 | 91.8032 | 92.0297 | 103.4092 | 110.4545 | 97.1618 | 107.6411 | 869.6995 | 72.475 | 110.4545
|  |  | 2017-18 |  | 117.8311 | 115.0794 | 109.6759 | 98.6663 | 92.8307 | 70.0483 | 57.0799 | 57.0799 | 57.0799 | 57.0799 | 57.0799 | 57.0799 | 946.6114 | 78.8843 | 117.8311
|  |  | 2018-19 |  | 114.1599 | 114.1599 | 114.1599 | 114.1599 | 114.1599 | 114.1599 | 114.1599 | 114.1599 | 114.1599 | 114.1599 | 114.1599 | 114.1599 | 1369.9183 | 114.1599 | 114.1599
| Actual Odisha drawal |  | 2016-17 | MU | 62.853 | 81.585 | 100.79 | 117.661 | 51.703 | 37.228 | 52.344 | 83.001 | 42.069 | 31.194 | 16.871 | 46.568 | 723.867 | 60.3222 | 117.661
|  |  | 2017-18 |  | 76.529 | 102.944 | 22.93 | 66.885 | 89.351 | 72.063 | 71.7833 | 71.7833 | 71.7833 | 71.7833 | 71.7833 | 71.7833 | 861.402 | 71.7835 | 102.944
|  |  | 2018-19 |  | 112.436 | 112.436 | 112.436 | 112.436 | 112.436 | 112.436 | 112.436 | 112.436 | 112.436 | 112.436 | 112.436 | 112.436 | 1349.2325 | 112.436 | 112.436
| PAF (Plant Availability Factor) |  | 2016-17 | % | 50.85 | 66.93 | 71.59 | 76.27 | 77.68 | 72.31 | 74.53 | 76.22 | 77.4 | 79.43 | 80.96 | 82.13
|  |  | 2017-18 |  | 100 | 96.75 | 96.87 | 93.53 | 89.48 | 83.79 | 85 | 85 | 85 | 85 | 85 | 85
|  |  | 2018-19 |  | 85 | 85 | 85 | 85 | 85 | 85 | 85 | 85 | 85 | 85 | 85 | 85
NVVN Bundle Power (Coal)
| Energy Available |  | 2016-17 | MU | 10.732 | 11.615 | 12.48 | 12.031 | 10.424 | 11.614 | 7.36 | 8.424 | 8.159 | 7.832 | 6.954 | 8.876 | 116.501 | 9.7084 | 12.48
|  |  | 2017-18 |  | 10.557 | 12.481 | 6.61 | 7.612 | 11.841 | 17.13 | 11.0383 | 11.0383 | 11.0383 | 11.0383 | 11.0383 | 11.0383 | 132.461 | 11.0384 | 17.13
|  |  | 2018-19 | [13 empty] | 0 | 0 | 0
TOTALCENTRAL SECTOR THERMAL (ODISHA SHARE)
| NET ENERGY AVAILABLE |  | 2016-17 | MU | 4324.1948 | 4937.2479 | 4870.0284 | 4810.2424 | 4804.4979 | 4297.7708 | 4415.9073 | 4537.3611 | 4923.1136 | 4968.3062 | 4569.3359 | 5120.2145 | 56578.2206 | 4714.8517 | 5120.2145
|  |  | 2017-18 |  | 4513.5121 | 4982.4634 | 4566.953 | 4535.9233 | 4596.4701 | 4370.2068 | 4621.1529 | 4689.6956 | 4689.6956 | 4689.6956 | 4689.6956 | 4689.6956 | 55635.1593 | 4636.2633 | 4982.4634
|  |  | 2018-19 |  | 5098.9463 | 5098.9463 | 5098.9463 | 5098.9463 | 5098.9463 | 5098.9463 | 5098.9463 | 5098.9463 | 5098.9463 | 5098.9463 | 5098.9463 | 5098.9463 | 61187.3561 | 5098.9463 | 5098.9463
| NETENERGY DRAWAL |  | 2016-17 | MU | 612.122 | 685.861 | 719.54 | 764.491 | 607.848 | 600.267 | 526.528 | 557.874 | 502.158 | 554.743 | 454.459 | 553.043 | 7138.934 | 594.9112 | 764.491
|  |  | 2017-18 |  | 605.93 | 694.384 | 432.02 | 529.227 | 646.518 | 732.974 | 606.8433 | 606.8433 | 606.8433 | 606.8433 | 606.8433 | 606.8433 | 7282.113 | 606.8427 | 732.974
|  |  | 2018-19 |  | 690.1343 | 690.1343 | 690.1343 | 690.1343 | 690.1343 | 690.1343 | 690.1343 | 690.1343 | 690.1343 | 690.1343 | 690.1343 | 690.1343 | 8281.8911 | 690.1576 | 690.1343
19 | CHUKHA
| Net energy available for Shairing |  | 2016-17 | MU | 96.1613 | 104.2664 | 193.6057 | 305.3188 | 305.5677 | 277.4971 | 356.5634 | 184.5424 | 96.8547 | 47.271 | 20.5459 | 43.1048 | 2031.2991 | 169.2749 | 356.5634
|  |  | 2017-18 |  | 133.288 | 125.9211 | 183.636 | 319.1448 | 309.8726 | 277.4971 | 280 | 80 | 58 | 52 | 30 | 45 | 1894.3596 | 157.8633 | 319.1448
|  |  | 2018-19 |  | 66.7 | 121 | 135 | 274 | 280 | 250 | 244 | 140 | 90.6 | 43.9 | 53 | 62 | 1760.2 | 146.6833 | 280
.
| Odisha Share |  | 2016-17 | % | 15.19 | 15.19 | 15.19 | 15.19 | 15.19 | 15.19 | 15.19 | 15.19 | 15.19 | 15.19 | 15.19 | 15.19
|  |  | 2017-18 |  | 15.19 | 15.19 | 15.19 | 15.19 | 15.19 | 15.19 | 15.19 | 15.19 | 15.19 | 15.19 | 15.19 | 15.19
|  |  | 2018-19 |  | 15.19 | 15.19 | 15.19 | 15.19 | 15.19 | 15.19 | 15.19 | 15.19 | 15.19 | 15.19 | 15.19 | 15.19
| Odisha Share |  | 2016-17 | MU | 14.6069 | 15.8381 | 29.4087 | 46.3779 | 46.4157 | 42.1518 | 54.162 | 28.032 | 14.7122 | 7.1805 | 3.1209 | 6.5476 | 308.5543 | 25.7129 | 54.162
|  |  | 2017-18 |  | 20.2464 | 19.1274 | 27.8943 | 48.4781 | 47.0697 | 42.1518 | 42.532 | 12.152 | 8.8102 | 7.8988 | 4.557 | 6.8355 | 287.7532 | 23.9794 | 48.4781
|  |  | 2018-19 |  | 10.1317 | 18.3799 | 20.5065 | 41.6206 | 42.532 | 37.975 | 37.0636 | 21.266 | 13.7621 | 6.6684 | 8.0507 | 9.4178 | 267.3744 | 22.2812 | 42.532
| Actual Odisha drawal |  | 2016-17 | MU | 14.269 | 15.48 | 28.76 | 45.316 | 45.464 | 44.792 | 52.96 | 27.345 | 14.352 | 7.007 | 3.045 | 6.402 | 305.192 | 25.4327 | 52.96
|  |  | 2017-18 |  | 19.856 | 18.881 | 27.26 | 47.382 | 46.124 | 41.305 | 9.3333 | 9.3333 | 9.3333 | 9.3333 | 9.3333 | 9.3333 | 256.808 | 21.4007 | 47.382
|  |  | 2018-19 |  | 9.9281 | 18.0105 | 20.0943 | 40.784 | 41.6771 | 37.2117 | 36.3186 | 20.8386 | 13.4855 | 6.5344 | 7.8889 | 9.2285 | 262.0002 | 21.8333 | 41.6771
20 | TALA
| Net energy available for Shairing |  | 2016-17 | MU | 45.0274 | 138.2746 | 328.947 | 640.1738 | 658.6229 | 568.9193 | 521.1503 | 190.6075 | 81.0824 | 21.3203 | 62.1373 | 27.7853 | 3284.048 | 273.6707 | 658.6229
|  |  | 2017-18 |  | 64.6272 | 171.9007 | 304.8277 | 661.5071 | 664.7442 | 568.9193 | 460 | 141 | 90 | 20 | 72 | 23 | 3242.5262 | 270.2105 | 664.7442
|  |  | 2018-19 |  | 70 | 208 | 420 | 720 | 642 | 590.2 | 400 | 155 | 72.571 | 20 | 20 | 20 | 3337.771 | 278.1476 | 720
| Odisha Share |  | 2016-17 | % | 4.25 | 4.25 | 4.25 | 4.25 | 4.25 | 4.25 | 4.25 | 4.25 | 4.25 | 4.25 | 4.25 | 4.25
|  |  | 2017-18 |  | 4.25 | 4.25 | 4.25 | 4.25 | 4.25 | 4.25 | 4.25 | 4.25 | 4.25 | 4.25 | 4.25 | 4.25
|  |  | 2018-19 |  | 4.25 | 4.25 | 4.25 | 4.25 | 4.25 | 4.25 | 4.25 | 4.25 | 4.25 | 4.25 | 4.25 | 4.25
| Odisha Share |  | 2016-17 | MU | 4.662 | 5.8767 | 23.096 | 27.2074 | 27.9915 | 24.1791 | 22.1489 | 8.1008 | 3.446 | 0.90611 | 2.6408 | 1.1809 | 151.4361 | 12.6197 | 27.9915
|  |  | 2017-18 |  | 4.662 | 7.3058 | 23.096 | 28.1141 | 28.2516 | 24.1791 | 19.55 | 5.9925 | 3.825 | 0.85 | 3.06 | 0.9775 | 149.8635 | 12.4886 | 28.2516
|  |  | 2018-19 |  | 2.975 | 8.84 | 17.85 | 30.6 | 27.285 | 25.0835 | 17 | 6.5875 | 3.0843 | 0.85 | 0.85 | 0.85 | 141.8553 | 11.8213 | 30.6
| Actual Odisha drawal |  | 2016-17 | MU | 1.869 | 5.744 | 13.67 | 26.584 | 27.418 | 26.967 | 21.657 | 7.902 | 3.362 | 0.884 | 0.258 | 1.155 | 137.47 | 11.4558 | 27.418
|  |  | 2017-18 |  | 2.694 | 7.212 | 12.66 | 27.479 | 27.684 | 23.693 | 6.43 | 6.43 | 6.43 | 6.43 | 6.43 | 6.43 | 140.002 | 11.6668 | 27.684
|  |  | 2018-19 |  | 2.9152 | 8.6623 | 17.4912 | 29.9849 | 26.7366 | 24.5793 | 16.6583 | 6.4551 | 3.0223 | 0.83292 | 0.83292 | 0.83292 | 139.004 | 11.5837 | 29.9849
0
21 | TEESTA
| Net energy available for Shairing |  | 2016-17 | MU | 302.646 | 260.544 | 302.646 | 349.1103 | 328.719 | 353.2025 | 326.2904 | 152.4389 | 104.7511 | 78.814 | 67.63 | 113.3239 | 2740.1161 | 228.343 | 353.2025
|  |  | 2017-18 |  | 217.7372 | 262.2724 | 328.079 | 358.326 | 355.902 | 352.2258 | 280 | 141 | 101 | 78 | 70 | 100 | 2644.5424 | 220.3785 | 358.326
|  |  | 2018-19 |  | 128.6 | 275 | 264 | 315 | 325 | 295 | 209.4 | 128.8129 | 97 | 80 | 80 | 90 | 2287.8129 | 190.6511 | 325
| Odisha Share |  | 2016-17 | % | 23.4 | 23.4 | 23.4 | 23.4 | 23.4 | 23.4 | 23.4 | 23.4 | 23.4 | 23.4 | 23.4 | 23.4
|  |  | 2017-18 |  | 23.4 | 23.4 | 23.4 | 23.4 | 23.4 | 23.4 | 23.4 | 23.4 | 23.4 | 23.4 | 23.4 | 23.4
|  |  | 2018-19 |  | 23.4 | 23.4 | 23.4 | 23.4 | 23.4 | 23.4 | 23.4 | 23.4 | 23.4 | 23.4 | 23.4 | 23.4
| Odisha Share |  | 2016-17 | MU | 70.8192 | 60.9673 | 70.8192 | 81.6918 | 76.9202 | 82.6494 | 76.352 | 35.6707 | 24.5118 | 18.4425 | 15.8254 | 26.5178 | 641.1872 | 53.4323 | 82.6494
|  |  | 2017-18 |  | 50.9505 | 61.3718 | 76.7705 | 83.8483 | 83.2811 | 82.4208 | 65.52 | 32.994 | 23.634 | 18.252 | 16.38 | 23.4 | 618.8229 | 51.5686 | 83.8483
|  |  | 2018-19 |  | 30.0924 | 53.7 | 61.776 | 73.71 | 76.05 | 69.03 | 48.9996 | 30.1422 | 22.698 | 18.72 | 18.72 | 21.06 | 524.6982 | 43.7249 | 76.05
| Actual Odisha drawal |  | 2016-17 | MU | 42.95 | 52.434 | 60.94 | 70.236 | 66.296 | 72.8 | 67.191 | 31.317 | 21.52 | 16.157 | 13.898 | 23.334 | 539.073 | 44.9227 | 72.8
|  |  | 2017-18 |  | 44.971 | 52.936 | 67.52 | 71.624 | 71.807 | 73.177 | 21.66 | 21.66 | 21.66 | 21.66 | 21.66 | 21.66 | 511.995 | 42.6663 | 73.177
|  |  | 2018-19 |  | 29.4213 | 52.5025 | 60.3984 | 72.0663 | 74.3541 | 67.4906 | 47.9069 | 29.47 | 22.1918 | 18.3025 | 18.3025 | 20.5904 | 512.9974 | 42.7498 | 74.3541
TOTALCENTRAL SECTOR HYDRO (ODISHA SHARE)
| NET ENERGY AVAILABLE |  | 2016-17 | MU | 443.8347 | 503.085 | 825.1986 | 1294.6028 | 1292.9096 | 1199.6189 | 1204.0042 | 527.5888 | 282.6881 | 147.4052 | 150.3132 | 184.2139 | 8055.4632 | 671.2886 | 1294.6028
|  |  | 2017-18 |  | 415.6524 | 560.0943 | 816.5427 | 1338.9778 | 1330.5188 | 1198.6422 | 1020 | 362 | 249 | 150 | 172 | 168 | 7781.4281 | 648.4523 | 1338.9778
|  |  | 2018-19 |  | 265.3 | 604 | 819 | 1309 | 1247 | 1135.2 | 853.4 | 423.8129 | 260.171 | 143.9 | 153 | 172 | 7385.7839 | 615.482 | 1309
| NETENERGY DRAWAL |  | 2016-17 | MU | 59.088 | 73.658 | 103.37 | 142.136 | 139.178 | 144.559 | 141.808 | 66.564 | 39.234 | 24.048 | 17.201 | 30.891 | 981.735 | 81.8113 | 144.559
|  |  | 2017-18 |  | 67.521 | 79.029 | 107.44 | 146.485 | 145.615 | 138.175 | 37.4233 | 37.4233 | 37.4233 | 37.4233 | 37.4233 | 37.4233 | 908.805 | 75.7337 | 146.485
|  |  | 2018-19 |  | 42.2646 | 79.1753 | 97.9839 | 142.8352 | 142.7678 | 129.2817 | 100.8838 | 56.7637 | 38.6996 | 25.6698 | 27.0243 | 30.6518 | 914.0016 | 76.1668 | 142.8352
TOTALCENTRAL SECTOR (ODISHA SHARE)
| NET ENERGY AVAILABLE |  | 2016-17 | MU | 4768.0295 | 5440.3329 | 5695.2271 | 6104.8452 | 6097.4075 | 5497.3896 | 5619.9115 | 5064.9499 | 5205.8017 | 5115.7115 | 4719.6491 | 5304.4284 | 64633.6837 | 5386.1403 | 6104.8452
|  |  | 2017-18 |  | 4929.1644 | 5542.5576 | 5383.4957 | 5874.9011 | 5926.9889 | 5568.8489 | 5641.1529 | 5051.6956 | 4938.6956 | 4839.6956 | 4861.6956 | 4857.6956 | 63416.5875 | 5284.7156 | 5926.9889
|  |  | 2018-19 |  | 5364.2463 | 5702.9463 | 5917.9463 | 6407.9463 | 6345.9463 | 6234.1463 | 5952.3463 | 5522.7592 | 5359.1173 | 5242.8463 | 5251.9463 | 5270.9463 | 68573.14 | 5714.4283 | 6407.9463
| NETENERGY DRAWAL |  | 2016-17 | MU | 671.21 | 759.519 | 822.91 | 906.627 | 747.026 | 744.826 | 668.336 | 624.438 | 541.392 | 578.791 | 471.66 | 583.934 | 8120.669 | 676.7224 | 906.627
|  |  | 2017-18 |  | 673.451 | 773.413 | 539.46 | 675.712 | 792.133 | 871.149 | 644.2667 | 644.2667 | 644.2667 | 644.2667 | 644.2667 | 644.2667 | 8190.918 | 682.5765 | 871.149
|  |  | 2018-19 |  | 732.3989 | 769.3095 | 788.1182 | 832.9695 | 832.902 | 819.4159 | 791.0181 | 746.898 | 728.8339 | 715.8041 | 717.1586 | 720.786 | 9195.8927 | 766.3244 | 832.9695
DRAWAL FROM SURPLUS POWER FROM CGPs
22 | Name of CGP
NALCO
| NET ENERGY AVAILABLE |  | 2016-17 | MU | 2.403 | 2.423 | 2.22 | 1.497 | 2.244 | 0 | 0 | 1.918 | 2.133 | 2.359 | 2.123 | 0 | 19.32 | 1.61 | 2.423
|  |  | 2017-18 |  | 2.865 | 2.578 | 2.93 | 2.321 | 2.869 | 2.436 | 0 | 0 | 0 | 0 | 0 | 0 | 15.999 | 1.3332 | 2.93
|  |  | 2018-19 |  | 0 | 0 | 0 | 0 | 0 | 0 | 0 | 0 | 0 | 0 | 0 | 0 | 0 | 0 | 0
IMFA
| NET ENERGY AVAILABLE |  | 2016-17 | MU | 1.293 | 1.497 | 1.92 | 1.813 | 1.798 | 1.473 | 1.551 | 1.723 | 2.117 | 1.874 | 1.673 | 1.69 | 20.422 | 1.7018 | 2.117
|  |  | 2017-18 |  | 2.133 | 2.038 | 1.49 | 1.649 | 1.738 | 1.276 | 0 | 0 | 0 | 0 | 0 | 0 | 10.324 | 0.86033 | 2.133
|  |  | 2018-19 | [13 empty] | 0 | 0 | 0
HINDALCO
| NET ENERGY AVAILABLE |  | 2016-17 | MU | 0 | 0 | 0 | 0 | 0 | 0 | 0 | 1.682 | 2.295 | 2.009 | 1.312 | 2.996 | 10.294 | 0.85783 | 2.996
|  |  | 2017-18 |  | 2.359 | 2.499 | 1.65 | 2.192 | 2.147 | 1.906 | 0 | 0 | 0 | 0 | 0 | 0 | 12.753 | 1.0628 | 2.499
|  |  | 2018-19 |  | 0 | 0 | 0 | 0 | 0 | 0 | 0 | 0 | 0 | 0 | 0 | 0 | 0 | 0 | 0
NBVL
| NET ENERGY AVAILABLE |  | 2016-17 | MU | 0 | 0.976 | 0.87 | 0.998 | 1.192 | 1.195 | 1.256 | 1.253 | 1.226 | 1.26 | 0.97 | 1.024 | 12.22 | 1.0183 | 1.26
|  |  | 2017-18 |  | 1.016 | 1.158 | 0.81 | 1.195 | 0.948 | 1.211 | 0 | 0 | 0 | 0 | 0 | 0 | 6.338 | 0.52817 | 1.211
|  |  | 2018-19 |  | 0 | 0 | 0 | 0 | 0 | 0 | 0 | 0 | 0 | 0 | 0 | 0 | 0 | 0 | 0
Vedant , Budhipadar (Jharsuguda)
| NET ENERGY AVAILABLE |  | 2016-17 | MU | 0 | 13.545 | 4.04 | 4.326 | 7.001 | 4.443 | 6.252 | 3.047 | 10.459 | 0 | 3.83 | 3.466 | 60.409 | 5.0341 | 13.545
|  |  | 2017-18 |  | 5.171 | 5.394 | 2.05 | 0 | 8.298 | 6.883 | 0 | 0 | 0 | 0 | 0 | 0 | 27.796 | 2.3163 | 8.298
|  |  | 2018-19 |  | 0 | 0 | 0 | 0 | 0 | 0 | 0 | 0 | 0 | 0 | 0 | 0 | 0 | 0 | 0
JIndal Stainless Ltd.,Duburi
| NET ENERGY AVAILABLE |  | 2016-17 | MU | 6.881 | 6.314 | 7.52 | 1.808 | 7.45 | 7.642 | 10.505 | 11.023 | 8.821 | 7.248 | 8.229 | 11.825 | 95.266 | 7.9388 | 11.825
|  |  | 2017-18 |  | 11.123 | 7.251 | 9.14 | 12.582 | 7.161 | 8.567 | 0 | 0 | 0 | 0 | 0 | 0 | 55.824 | 4.652 | 12.582
|  |  | 2018-19 |  | 0 | 0 | 0 | 0 | 0 | 0 | 0 | 0 | 0 | 0 | 0 | 0 | 0 | 0 | 0
SCAW(Narverum)
| NET ENERGY AVAILABLE |  | 2016-17 | MU | 0.333 | 0.079 | 0.72 | 0.28 | 0.094 | 0.056 | 0.021 | 0.356 | 0.557 | 0.454 | 0.229 | 0.098 | 3.277 | 0.27308 | 0.72
|  |  | 2017-18 |  | 0.031 | 0.03 | 0 | 0.078 | 0.055 | 0.08 | 0 | 0 | 0 | 0 | 0 | 0 | 0.274 | 0.022833 | 0.08
|  |  | 2018-19 |  | 0 | 0 | 0 | 0 | 0 | 0 | 0 | 0 | 0 | 0 | 0 | 0 | 0 | 0 | 0
Bhusan S&P, Jharsuguda
| NET ENERGY AVAILABLE |  | 2016-17 | MU | 0 | 3.066 | 11.41 | 21.413 | 15.144 | 19.095 | 21.48 | 20.932 | 24.027 | 23.097 | 16.258 | 14.474 | 190.396 | 15.8663 | 24.027
|  |  | 2017-18 |  | 17.799 | 11.562 | 15.85 | 11.562 | 19.11 | 8.351 | 0 | 0 | 0 | 0 | 0 | 0 | 84.234 | 7.0195 | 19.11
|  |  | 2018-19 |  | 0 | 0 | 0 | 0 | 0 | 0 | 0 | 0 | 0 | 0 | 0 | 0 | 0 | 0 | 0
OCL Iron & Steel LTD
| NET ENERGY AVAILABLE |  | 2016-17 | MU | 0.515 | 0.634 | 0.38 | 0.288 | 0.252 | 0.246 | 3.87 | 0.568 | 0.438 | 0.307 | 0.282 | 0.232 | 8.012 | 0.66767 | 3.87
|  |  | 2017-18 |  | 0.092 | 0.12 | 0.12 | 0.064 | 0.054 | 0.066 | 0 | 0 | 0 | 0 | 0 | 0 | 0.516 | 0.043 | 0.12
|  |  | 2018-19 |  | 0 | 0 | 0 | 0 | 0 | 0 | 0 | 0 | 0 | 0 | 0 | 0 | 0 | 0 | 0
Yazdani
| NET ENERGY AVAILABLE |  | 2016-17 | MU | 0 | 0.329 | 0 | 0 | 0 | 0 | 0 | 0.122 | 0.083 | 0 | 0 | 0 | 0.534 | 0.0445 | 0.329
|  |  | 2017-18 |  | 0 | 0 | 0 | 0.165 | 0.012 | 0 | 0 | 0 | 0 |  |  |  | 0.177 | 0.01475 | 0.165
|  |  | 2018-19 |  | 0 | 0 | 0 | 0 | 0 | 0 | 0 | 0 | 0 | 0 | 0 | 0 | 0 | 0 | 0
Jindal Steel&Power Angul
| ENERGY AVAILABLE |  | 2016-17 | MU | 1.532 | 2.839 | 1.28 | 2.215 | 1.957 | 1.958 | 1.68 | 1.445 | 1.86 | 2.462 | 2.432 | 2.103 | 23.763 | 1.9803 | 2.839
|  |  | 2017-18 |  | 1.357 | 2.019 | 3.52 | 3.82 | 2.455 | 2.397 | 0 | 0 | 0 | 0 | 0 | 0 | 15.568 | 1.2973 | 3.82
|  |  | 2018-19 |  | 0 | 0 | 0 | 0 | 0 | 0 | 0 | 0 | 0 | 0 | 0 | 0 | 0 | 0 | 0
MSP, Jharsuguda
| ENERGY AVAILABLE |  | 2016-17 | MU | 0 | 1.432 | 0.7 | 0 | 0 | 0 | 0 | 0 | 0 | 0 | 0 | 0 | 2.132 | 0.17767 | 1.432
|  |  | 2017-18 |  | 0 | 0 | 0 | 0 | 0 | 0 | 0 | 0 | 0 | 0 | 0 | 0 | 0 | 0 | 0
|  |  | 2018-19 |  | 0 | 0 | 0 | 0 | 0 | 0 | 0 | 0 | 0 | 0 | 0 | 0 | 0 | 0 | 0
Facor
| ENERGY AVAILABLE |  | 2016-17 | MU | 0.919 | 0.956 | 1.15 | 1.065 | 1.248 | 0.874 | 0.524 | 0.419 | 0.633 | 0.481 | 0.526 | 0.371 | 9.166 | 0.76383 | 0.615
|  |  | 2017-18 |  | 0.442 | 0.615 | 0 | 0.44 | 0.436 | 0.284 | 0 | 0 | 0 | 0 | 0 | 0 | 2.217 | 0.18475 | 0
|  |  | 2018-19 |  | 0 | 0 | 0 | 0 | 0 | 0 | 0 | 0 | 0 | 0 | 0 | 0 | 0 | 0 | 1.248
Total DRAWAL FROM SURPLUS POWER FROM CGPs
| NET ENERGY AVAILABLE |  | 2016-17 | MU | 13.876 | 34.09 | 32.21 | 35.703 | 38.38 | 36.982 | 47.139 | 44.488 | 54.649 | 41.551 | 37.864 | 38.279 | 455.211 | 37.9342 | 54.649
|  |  | 2017-18 |  | 44.388 | 35.264 | 37.56 | 36.068 | 45.283 | 33.457 | 0 | 0 | 0 | 0 | 0 | 0 | 232.02 | 19.335 | 45.283
|  |  | 2018-19 |  | 0 | 0 | 0 | 0 | 0 | 0 | 0 | 0 | 0 | 0 | 0 | 0 | 0 | 0 | 0
DRAWAL FROM SURPLUS POWER FROM CO GENERATON PLANTS
Name of Co Generation Plants
NINL
NET ENERGY AVAILABLE
|  |  | 2016-17 | MU | 0 | 0.121 | 0.72 | 0.255 | 0.11 | 0.078 | 0.164 | 1.338 | 1.451 | 3.841 | 2.565 | 1.48 | 12.123 | 1.0102 | 3.841
|  |  | 2017-18 |  | 1.111 | 0.839 | 1.23 | 0.311 | 0.464 | 0.248 | 0 | 0 | 0 | 0 | 0 | 0 | 4.203 | 0.35025 | 1.23
|  |  | 2018-19 |  | 0 | 0 | 0 | 0 | 0 | 0 | 0 | 0 | 0 | 0 | 0 | 0 | 0 | 0 | 0
ARATI STEEL
| NET ENERGY AVAILABLE |  | 2016-17 | MU | 1.126 | 2.946 | 2.4 | 2.128 | 2.802 | 2.271 | 2.103 | 2.967 | 1.945 | 1.747 | 1.75 | 1.984 | 26.169 | 2.1807 | 2.967
|  |  | 2017-18 |  | 2.175 | 2.445 | 1.89 | 3.151 | 2.421 | 1.348 | 0 | 0 | 0 | 0 | 0 | 0 | 13.43 | 1.1192 | 3.151
|  |  | 2018-19 |  | 0 | 0 | 0 | 0 | 0 | 0 | 0 | 0 | 0 | 0 | 0 | 0 | 0 | 0 | 0
Tata Sponge
| ENERGY AVAILABLE |  | 2016-17 | MU | 0.329 | 0.464 | 0.34 | 0.341 | 0.491 | 0.603 | 0.536 | 0.395 | 0.554 | 0.33 | 0.432 | 0.255 | 5.07 | 0.4225 | 0.603
|  |  | 2017-18 |  | 0.323 | 0.441 | 0.4 | 0.28 | 0.394 | 0.354 | 0 | 0 | 0 | 0 | 0 | 0 | 2.192 | 0.18267 | 0.441
|  |  | 2018-19 |  | 0 | 0 | 0 | 0 | 0 | 0 | 0 | 0 | 0 | 0 | 0 | 0 | 0 | 0 | 0
SMC Power
| ENERGY AVAILABLE |  | 2016-17 | MU | 0.493 | 0.487 | 0.42 | 0.511 | 0.313 | 0.399 | 0.891 | 0.598 | 0.471 | 0 | 0.57 | 0.837 | 5.99 | 0.49917 | 0.891
|  |  | 2017-18 |  | 0.776 | 0.938 | 0.09 | 0.081 | 0.142 | 0.027 | 0 | 0 | 0 | 0 | 0 | 0 | 2.054 | 0.17117 | 0.938
|  |  | 2018-19 |  | 0 | 0 | 0 | 0 | 0 | 0 | 0 | 0 | 0 | 0 | 0 | 0 | 0 | 0 | 0
Pattnaik Steel, Polasponga
| ENERGY AVAILABLE |  | 2016-17 | MU | 0 | 0 | 0 | 0 | 0 | 0 | 0 | 0 | 0 | 0 | 0 | 0 | 0 | 0 | 0
|  |  | 2017-18 |  | 0 | 0 | 0 | 0 | 0 | 0 | 0 | 0 | 0 | 0 | 0 | 0 | 0 | 0 | 0
|  |  | 2018-19 |  | 0 | 0 | 0 | 0 | 0 | 0 | 0 | 0 | 0 | 0 | 0 | 0 | 0 | 0 | 0
IFFCO
| ENERGY AVAILABLE |  | 2016-17 | MU | 0.002 | 0 | 0 | 0 | 0 | 0 | 0 | 0 | 0 | 0 |  |  | 0.002 | 0.00016667 | 0.002
|  |  | 2017-18 |  | 0.002 | 0.021 | 0 | 0 | 0.001 | 0 | 0 | 0 | 0 | 0 | 0 | 0 | 0.024 | 0.002 | 0.021
|  |  | 2018-19 |  | 0 | 0 | 0 | 0 | 0 | 0 | 0 | 0 | 0 | 0 | 0 | 0 | 0 | 0 | 0
VISA Steel
| ENERGY AVAILABLE |  | 2016-17 | MU | 0.027 | 0.026 | 0.01 | 0.125 | 0.087 | 0.181 | 0.042 | 0.113 | 0.138 | 0.115 | 0.088 | 0.039 | 0.991 | 0.082583 | 0.181
|  |  | 2017-18 |  | 0.018 | 0.064 | 0.08 | 0.084 | 0.044 | 0.033 | 0 | 0 | 0 | 0 | 0 | 0 | 0.323 | 0.026917 | 0.084
|  |  | 2018-19 |  | 0 | 0 | 0 | 0 | 0 | 0 | 0 | 0 | 0 | 0 | 0 | 0 | 0 | 0 | 0
Rathi Steel & Power
| ENERGY AVAILABLE |  | 2016-17 | MU | 0 | 0 | 0 | 0 | 0 | 0 | 0 |  | 0 | 0 | 0 | 0 | 0 | 0 | 0
|  |  | 2017-18 |  | 0 | 0 | 0 | 0 | 0 | 0 | 0 | 0 | 0 | 0 | 0 | 0 | 0 | 0 | 0
|  |  | 2018-19 |  | 0 | 0 | 0 | 0 | 0 | 0 | 0 | 0 | 0 | 0 | 0 | 0 | 0 | 0 | 0
| OSISL, Polasponga |  | 2016-17 | MU | 0 | 0 | 0 | 0 | 0 | 0 | 0 | 0 | 0 | 0 |  |  | 0 | 0 | 0
| ENERGY AVAILABLE |  | 2017-18 |  | 0 | 0 | 0 | 0 | 0 | 0 | 0 | 0 | 0 | 0 | 0 | 0 | 0 | 0 | 0
|  |  | 2018-19 |  | 0 | 0 | 0 | 0 | 0 | 0 | 0 | 0 | 0 | 0 | 0 | 0 | 0 | 0 | 0
| VEDANTA, Lanjigarh |  | 2016-17 | MU | 0.518 | 0.656 | 0.64 | 0.691 | 0.684 | 0.635 | 0.669 | 0.271 | 0.243 | 0 | 0.229 | 0.068 | 5.304 | 0.442 | 0.691
| ENERGY AVAILABLE |  | 2017-18 |  | 0.004 | 0.081 | 0.57 | 0.59 | 0.762 | 0.75 | 0 | 0 | 0 | 0 | 0 | 0 | 2.757 | 0.22975 | 0.762
|  |  | 2018-19 |  | 0 | 0 | 0 | 0 | 0 | 0 | 0 | 0 | 0 | 0 | 0 | 0 | 0 | 0 | 0
| SHYAM DRI |  | 2016-17 | MU | 0.618 | 0.576 | 0.7 | 0.338 | 0.16 | 0.091 | 0.186 | 0.55 | 0.395 | 0 | 0.382 | 0.508 | 4.504 | 0.37533 | 0.7
| ENERGY AVAILABLE |  | 2017-18 |  | 0.434 | 0.077 | 0.22 | 0.089 | 0.295 | 0.362 | 0 | 0 | 0 | 0 | 0 | 0 | 1.477 | 0.12308 | 0.434
|  |  | 2018-19 | [13 empty] | 0 | 0 | 0
| BHUSAN Steel Ltd. |  | 2016-17 | MU | 8.966 | 41.738 | 26.98 | 9.851 | 7.66 | 11.42 | 10.433 | 11.833 | 12.991 | 16.988 | 12.171 | 12.12 | 183.151 | 15.2626 | 41.738
| ENERGY AVAILABLE |  | 2017-18 |  | 12.498 | 8.111 | 11.97 | 6.569 | 10.451 | 6.258 | 0 | 0 | 0 | 0 | 0 | 0 | 55.857 | 4.6548 | 12.498
|  |  | 2018-19 | [13 empty] | 0 | 0 | 0
| SREE Mahavir Ferro Alloys. |  | 2016-17 | MU | 0.098 | 0.14 | 0.07 | 0.124 | 0.029 | 0.016 | 0.032 | 0.031 | 0 | 0 | 0.076 | 0.258 | 0.874 | 0.072833 | 0.258
| ENERGY AVAILABLE |  | 2017-18 |  | 0.044 | 0.064 | 0.08 | 0.084 | 0.135 | 0.133 | 0 | 0 | 0 | 0 | 0 | 0 | 0.54 | 0.045 | 0.135
|  |  | 2018-19 | [13 empty] | 0 | 0 | 0
| Action Ispat |  | 2016-17 | MU | 0.495 | 0.719 | 1.05 | 1.033 | 0.507 | 0.55 | 0 | 0 | 0 | 0 | 0 | 0 | 4.354 | 0.36283 | 1.05
| ENERGY AVAILABLE |  | 2017-18 |  | 0 | 0 | 0 | 0 | 0 | 0 | 0 | 0 | 0 | 0 | 0 | 0 | 0 | 0 | 0
|  |  | 2018-19 | [13 empty] | 0 | 0 | 0
| Aryan Ispat |  | 2016-17 | MU | 0.214 | 0.198 | 0.13 | 0.165 | 0.206 | 0.227 | 0.271 | 0.449 | 0.151 | 0.82 | 0.385 | 0.472 | 3.688 | 0.30733 | 0.82
| ENERGY AVAILABLE |  | 2017-18 |  | 0.282 | 0.173 | 0.41 | 0.864 | 0.709 | 1.262 | 0 | 0 | 0 | 0 | 0 | 0 | 3.7 | 0.30833 | 1.262
|  |  | 2018-19 |  | 0 | 0 | 0 | 0 | 0 | 0 | 0 | 0 | 0 | 0 | 0 | 0 | 0 | 0 | 0
| RSP |  | 2016-17 | MU | 0 | 0 | 0 | 0 | 0 | 0.01 | 0 | 0 | 0 | 0 | 0 | 0.002 | 0.012 | 0.001 | 0.01 | 0.002
| ENERGY AVAILABLE |  | 2017-18 |  | 0 | 0 | 0 | 0 | 0 | 0 | 0 | 0 | 0 | 0 | 0 | 0 | 0 | 0 | 0
|  |  | 2018-19 | [13 empty] | 0 | 0 | 0
| Maithan Ispat |  | 2016-17 | MU | 0.316 | 0.181 | 0.18 | 0.172 | 0.352 | 0.934 | 0.378 | 0.212 | 0.228 | 0.284 | 0.261 | 1.115 | 4.613 | 0.38442 | 1.115
| ENERGY AVAILABLE |  | 2017-18 |  | 0.573 | 0.419 | 0.33 | 0.664 | 0.33 | 0.13 | 0 | 0 | 0 | 0 | 0 | 0 | 2.446 | 0.20383 | 0.664
|  |  | 2018-19 | [13 empty] | 0 | 0 | 0
| SEVEN STAR |  | 2016-17 | MU | 0 | 0 | 0 | 0 | [8 empty] | 0 | 0 | 0
| ENERGY AVAILABLE |  | 2017-18 |  | 0 | 0 | 0 | 0 | [8 empty] | 0 | 0 | 0
|  |  | 2018-19 | [13 empty] | 0 | 0 | 0
| SHREE GANESH |  | 2016-17 | MU | 0.862 | 0.14 | 0.07 | 0.124 | 0.029 | 0.016 | 0.032 | 1.064 | 0.738 | 0 | 0.076 | 0.258 | 3.409 | 0.28408 | 1.064
| ENERGY AVAILABLE |  | 2017-18 |  | 0.044 | 0.064 | 0.08 | 0.084 | 0.8 | 0.914 | 0 | 0 | 0 | 0 | 0 | 0 | 1.986 | 0.1655 | 0.914
|  |  | 2018-19 | [13 empty] | 0 | 0 | 0
| ADITYA ALU LTD |  | 2016-17 | MU | 0.165 | 1.388 | 0.97 | 0.806 | 0.784 | 0.833 | 0.855 | 0.763 | 0.86 | 1.015 | 1.271 | 1.442 | 11.152 | 0.92933 | 1.442
| ENERGY AVAILABLE |  | 2017-18 |  | 1.488 | 1.437 | 1.36 | 1.165 | 1.181 | 1.172 | 0 | 0 | 0 | 0 | 0 | 0 | 7.803 | 0.65025 | 1.488
|  |  | 2018-19 | [13 empty] | 0 | 0 | 0
| Essar |  | 2016-17 | MU | 0.702 | 0.672 | 0.62 | 0.492 | 0.169 | 0.37 | 0.459 | 0.297 | 0.474 | 0.972 | 0.935 | 0.491 | 6.653 | 0.55442 | 0.972
| ENERGY AVAILABLE |  | 2017-18 |  | 0.658 | 0.451 | 0.96 | 0.94 | 0.608 | 1.149 | 0 | 0 | 0 | 0 | 0 | 0 | 4.766 | 0.39717 | 1.149
|  |  | 2018-19 | [13 empty] | 0 | 0 | 0
| BBSR Power |  | 2016-17 | MU | 0.615 | 1.432 | 0.7 | 0.418 | 0.279 | 0.262 | 0.405 | 0.231 | 0.294 | 0.205 | 0.199 | 0.239 | 5.279 | 0.43992
| ENERGY AVAILABLE |  | 2017-18 |  | 0.182 | 0.124 | 0.15 | 0.131 | 0.143 | 0.106 | 0 | 0 | 0 | 0 | 0 | 0 | 0.836 | 0.069667
|  |  | 2018-19 | [13 empty] | 0 | 0
| MGM |  | 2016-17 | MU | 0.367 | 0.429 | 0.31 | 0.312 | 0.25 | 0.058 | 0.379 | 0.378 | 0.142 | 0.042 | 0.147 | 0.197 | 3.011 | 0.25092
| ENERGY AVAILABLE |  | 2017-18 |  | 0.193 | 0.146 | 0.05 | 0 | 0 | 0.165 | 0 | 0 | 0 | 0 | 0 | 0 | 0.554 | 0.046167
|  |  | 2018-19 | [13 empty] | 0
DRAWAL FROM SURPLUS POWER FROM CO GENERATON PLANTS
| NET ENERGY AVAILABLE |  | 2016-17 | MU | 15.913 | 52.313 | 36.31 | 17.886 | 14.912 | 18.954 | 17.835 | 21.49 | 21.075 | 26.359 | 21.537 | 21.765 | 286.349 | 23.8624 | 52.313
|  |  | 2017-18 |  | 20.805 | 15.895 | 19.87 | 15.087 | 18.88 | 14.411 | 0 | 0 | 0 | 0 | 0 | 0 | 104.948 | 8.7457 | 20.805
|  |  | 2018-19 |  | 0 | 0 | 0 | 0 | 0 | 0 | 0 | 0 | 0 | 0 | 0 | 0 | 0 | 0 | 0
DRAWAL FROM RENEWABLE SOURCES
SMALL HYDRO
| Meenaksi SHEP |  | 2016-17 | MU | 7.281 | 9.258 | 13.14 | 30.084 | 29.548 | 28.729 | 23.356 | 12.15 | 5.071 | 3.899 | 5.816 | 9.458 | 177.79 | 14.8158 | 30.084
|  |  | 2017-18 |  | 9.644 | 12.988 | 18.47 | 27.484 | 30.476 | 28.554 | 21.27 | 21.27 | 21.27 | 21.27 | 21.27 | 21.27 | 255.236 | 21.2697 | 30.476
|  |  | 2018-19 |  | 18.3333 | 18.3333 | 18.3333 | 18.3333 | 18.3333 | 18.3333 | 18.3333 | 18.3333 | 18.3333 | 18.3333 | 18.3333 | 18.3333 | 220 | 18.3333 | 18.3333
| Samal SHEP |  | 2016-17 | MU | 5.991 | 6.332 | 3.73 | 8.274 | 8.403 | 10.786 | 6.105 | 1.363 | 2.501 | 2.316 | 2.001 | 3.627 | 61.429 | 5.1191 | 10.786
|  |  | 2017-18 |  | 4.823 | 9.164 | 7.31 | 5.97 | 10.231 | 8.941 | 7.74 | 7.74 | 7.74 | 7.74 | 7.74 | 7.74 | 92.879 | 7.7399 | 10.231
|  |  | 2018-19 |  | 8.3333 | 8.3333 | 8.3333 | 8.3333 | 8.3333 | 8.3333 | 8.3333 | 8.3333 | 8.3333 | 8.3333 | 8.3333 | 8.3333 | 100 | 8.3333 | 8.3333
SOLAR
|  |  | 2016-17 | MU | 18.938 | 19.239 | 17.25 | 14.058 | 13.449 | 16.336 | 18.016 | 16.779 | 16.727 | 16.48 | 17.563 | 19.944 | 204.779 | 17.0649 | 19.944
| Energy Available |  | 2017-18 |  | 20.15 | 24.639 | 16.28 | 11.777 | 14.413 | 11.538 | 16.4667 | 16.4667 | 16.4667 | 16.4667 | 16.4667 | 16.4667 | 197.597 | 16.4664 | 24.639
|  |  | 2018-19 |  | 56.6667 | 56.6667 | 56.6667 | 56.6667 | 56.6667 | 56.6667 | 56.6667 | 56.6667 | 56.6667 | 56.6667 | 56.6667 | 56.6667 | 680 | 56.6667 | 56.6667
BIOMASS
Shalivahan
| Energy Available |  | 2016-17 | MU | 6.452 | 8.198 | 3.94 | 4.547 | 5.516 | 6.994 | 8.456 | 7.565 | 3.456 | 2.723 | 0 | 0 | 57.847 | 4.8206 | 8.456
|  |  | 2017-18 |  | 0 | 0.074 | 5.37 | 2.454 | 2.901 | 1.571 | 2.0617 | 2.0617 | 2.0617 | 2.0617 | 2.0617 | 2.0617 | 24.74 | 2.0617 | 5.37
|  |  | 2018-19 |  | 6.6667 | 6.6667 | 6.6667 | 6.6667 | 6.6667 | 6.6667 | 6.6667 | 6.6667 | 6.6667 | 6.6667 | 6.6667 | 6.6667 | 80 | 6.6667 | 6.6667
BIOMASS
Octant
| Energy Available |  | 2016-17 | MU | 0 | 0 | 0 | 0 | 0 | 0 | 0 | 0 | 0 | 0 | 0 | 0 | 0 | 0 | 0
|  |  | 2017-18 |  | 0 | 0 | 0 | 0 | 0 | 0 | 0 | 0 | 0 | 0 | 0 | 0 | 0 | 0 | 0
|  |  | 2018-19 |  | 2.5 | 2.5 | 2.5 | 2.5 | 2.5 | 2.5 | 2.5 | 2.5 | 2.5 | 2.5 | 2.5 | 2.5 | 30 | 2.5 | 2.5
BIOMASS
Wind Power thru PTC
| Energy Available |  | 2016-17 | MU | 0 | 0 | 0 | 0 | 0 | 0 | 0 | 0 | 0 | 0 | 0 | 0 | 0 | 0 | 0
|  |  | 2017-18 |  | 0 | 0 | 0 | 0 | 0 | 0 | 0 | 0 | 0 | 0 | 0 | 0 | 0 | 0 | 0
|  |  | 2018-19 |  | 1.8333 | 1.8333 | 1.8333 | 1.8333 | 1.8333 | 1.8333 | 1.8333 | 1.8333 | 1.8333 | 1.8333 | 1.8333 | 1.8333 | 22 | 1.8333 | 1.8333
| TOTAL ENERGY DRAWAL |  | 2016-17 | MU | 2067.422 | 2108.909 | 2126.72 | 2314.915 | 2372.698 | 2267.096 | 2226.692 | 1881.893 | 1846.297 | 1957.918 | 1831.947 | 2173.353 | 25175.86 | 2097.9883 | 2372.698
|  |  | 2017-18 |  | 2217.874 | 2270.45 | 2061.97 | 2119.314 | 2262.293 | 2169.445 | 1958.3898 | 1680.1998 | 1532.6898 | 1682.1798 | 1738.6098 | 1806.9198 | 23500.335 | 1958.3613 | 2270.45
|  |  | 2018-19 |  | 2277.1472 | 2317.4581 | 2185.9541 | 2379.0087 | 2674.7654 | 2709.5627 | 2477.187 | 2127.2126 | 2005.8161 | 2074.4351 | 2049.7977 | 2196.3892 | 27458.414 | 2288.2012 | 2709.5627
-84.586
-16.81

## TRT-2
T-2
MAINTENANCE PROGRAMME FOR FINANCIAL YEAR 2018 - 19
UNIT NO. | FROM | TO | REASON OF MAINTENANCE | OUTAGE CAPACITY IN MW
TTPS
# 1 | 01.12.18 | 30.12.18 | Capital Maintenance | 60
# 2 | 24.04.18 | 08.05.18 | Boiler Overhaul | 60
# 3 | 26.06.18 | 25.07.18 | Capital Maintenance | 60
# 4 | 16.09.18 | 29.09.18 | Boiler Overhaul | 60
# 5 | 15.06.16 | 04.07.16 | Boiler Overhaul | 110
# 6 | 01.08.18 | 20.08.208 | Boiler Overhaul | 110
IB TPS
# 2 | 01.12.18 | 21.12.18 | Minor AOH | 210
GMR
# 1 | 01.07.18 | 24.07.18 | Boiler Overhaul | 350
# 3 | 01.09.18 | 24.09.08 | Boiler Overhaul | 350
NTPC
FSTPP
# 2 | 10.07.18 | 03.08.18 | Boiler, LPT | 200
# 4 | 11.03.18 | 14.04.18 | Boiler, TG, ESP | 500
# 5 | 22.03.19 | 15.04.19 | Boiler, Gen., DDCMIS R & M | 500
# 6 | 10.08.18 | 13.09.18 | Boiler, TG, ESP | 500
KhSTPP
# 2 | 05.04.18 | 29.04.18 | Boiler, DAVR | 210
# 3 | 15.05.18 | 08.06.18 | Boiler, Gen. | 210
# 4 | 24.06.18 | 30.06.18 | S/D of Boiler | 210
# 5 | 01.08.18 | 04.09.18 | Boiler, TG | 500
# 7 | 16.11.18 | 10.12.18 | Boiler | 500
Barh
# 4 | 12.12.18 | 15.01.19 | Boiler Modification | 660
TSTPS
# 2 | 10.11.18 | 09.12.18 | Boiler + LPT | 500
# 5 | 05.04.18 | 19.05.18 | Boiler Mod. + Capital + Gen. | 500
# 6 | 20.08.18 | 13.09.18 | Boiler + LPT + Boiler & Turbine RLA | 500

## TRT-6 TTPS
Licencee GRIDCO.......................................... |  |  |  | OERC |  |  |  |  | T-6
TARIFF COMPUTATION FOR CENTRAL SECTOR THERMAL STATION
Name of Plant: |  | Talcher Thermal Power Station
Descriptions | UNIT | CERC approval for previous year ( FY 2006-07) | CERC approval for Curent year ( 2007-08) | CERC approval for Curent year (2008-09) | CERC approval for ensuing year (FY 2009-10) | CERC approval for previous year (FY 2010-11) | CERC approval for Previous year (FY 2015-16) | CERC approval for Previous year (FY 2016-17) | CERC approval for Current year (FY 2017-18) | Licensee proposal for ensuing year (FY 2018-19)
Capacity | MW | 1000 | 460 | 460 | 460 | 460 | 460 | 460 | 460 | 460
Auxilliary Consumption | % | 7.5% | 11% | 10.5% | 10.5% | 10.5% | 10.5% | 10.5% | 10.5% | 10.5%
Normative PLF | % | 80% | 80% | 80% | 82% | 82% | 85% | 85% | 85% | 85%
Generation Normative | MU/yr | 7008 | 3223.68 | 3223.68 | 3304.272 | 3304.272 | 3425.16 | 3425.16 | 3425.16 | 3425.16
Generation less Aux. (Normative) | MU/yr | 6482.4 | 2869.0752 | 2885.1936 | 2957.3234 | 2957.3234 | 3065.5182 | 3065.5182 | 3065.5182 | 3065.5182
Approved PLF (OERC) / Proposed PLF% | % | 80% | 87.68% | 87.68% | 85.54% | 82% | 82% | 87.35% | 87.7% | 93.61%
Generation Approved | MU/yr |  | 3533.1533 | 3533.1533 | 3447.0089 | 3304.272 | 3304.272 | 3519.8556 | 3533.9995 | 3772.1489
Generation less aux. (approved) actual | MU/yr |  | 3144.5064 | 3162.1722 | 3085.073 | 2957.3234 | 2957.3234 | 3150.2708 | 3162.9295 | 3376.0732
GCV of Coal | Kcal/Kg | 3375 | 3710 | 3710 | 3710 | 3710 | 3710 | 3811.33 | 3811.33 | 3811.33
GCV of Oil | Kcal/Lt | 9880 | 9445 | 9445 | 9445 | 9445 | 9445 | 9730.7 | 9730.7 | 9730.7
Specific Coal Consumption | kg/kWh | 0.72 | 0.83 | 0.8 | 0.8 | 0.8 | 0.8 | 0.75433 | 0.75433 | 0.75433
Specific Oil Consumption | ml/kWh | 2 | 3.5 | 2 | 2 | 2 | 0.5 | 0.5 | 0.5 | 0.5
Coal Price | Rs/Mt | 490.88 | 473.73 | 473.73 | 473.73 | 473.73 |  | 1166.2 | 1166.2 | 1166.2
Oil Price | Rs/Kl | 13367.5 | 17341 | 17341 | 17341 | 17341 |  | 52224.37 | 52224.37 | 52224.37
Station Heat Rate | Kcal/kwh | 2450 | 3100 | 2975 | 2975 | 2975 | 2850 | 2850 | 2850 | 2850
Approved capital cost | Rs.Crs | 2512.16 | 696.01 | 696.01 | 696.01 | 696.01 | 1024.9807 | 1086.1087 | 1096.2087 | 1096.2087
Approved Equity | Rs.Crs | 1256.08 | 348.005 | 348.005 | 348.005 | 348.005 | 451.2636 | 460.4328 | 460.4328 | 467.8901
Gross Loan | Rs.Crs | 1256.08 | 348.01 | 348.01 | 348.01 | 348.01 |  | 600.5881 | 621.2486 | 628.3186
Net Loan | Rs.Crs | 238.73 | 65.04 | 42.68 | 42.68 | 42.68 | 12.4564 | 0 | 0 | 0
Rate of Interest | % | 9.42% | 8.75 | 8.82 | 8.82 | 8.82 | 6.9311 | 7.7971 | 8.6368 | 8.564
Rate of Return (wef 01.04.2009) | % | 14% | 14% | 14% | 14% | 23.48% | 19.71% | 19.71% | 19.71% | 19.71%
Current Capital Costs | Rs. Lakhs | 251216 | 696.01 | 696.01 | 696.01 | 696.01 | 1024.9807 | 1086.1087 | 1096.2087 | 1096.2087
Base year for current capital costs | Year | 2004-05 | 2004-05 | 2004-05 | 2004-05 | 2004-05 | 2014-15 | 2014-19 | 2014-19 | 2014-19
O&M Escalation factor | % | 4% | 3.8 | 3.8 | 3.8 | 3.8 | 6.3 | 6.35 | 6.35 | 6.35
Rate of O&M Expenses | Rs. lakhs | 10120 | 9728 | 10098 | 10098 | 15925 | 45.87 | 48.76 | 51.83 | 55.09
Rate of Depreciation | % | 3.53% | 4.5% | 4.5% | 4.5% | 4.5%
Rate of Interest on Working Capital | % | 10.25% | 10.25% | 10.25% | 10.25% | 10.25% |  | 13.5% | 13.5% | 13.5%
Tax Rate | % | [6 empty] | 23.9394 | 23.9394 | 23.9394
Variable Charges |  | 41.103 | 50.82 | 46.05 | 46.22
Total Energy Rate Charges (per unit) | p/kWh | 41.103 | 50.82 | 46.05 | 46.22 | #REF! | #REF! | 165.08 | 166.1 | 175.74
TOTAL VARIABLE CHARGES | Rs. lakhs | 26644.6087 | 15980.3816 | 14561.8029 | 14259.2072 | #REF! | #REF! | 52004.6697 | 52536.2598 | 59331.1109
Fixed Charges
O&M Expenses | Rs. lakhs | 10120 | 9728 | 10098 | 10098 | 10098 | 21760.97 | 23090.37 | 24502.57 | 26002.17
Depreciation | Rs. lakhs | 8875 | 2236 | 2236 | 2236 | 3487 | 4892 | 5442 | 5887.82 | 6039.32
Interest on loan | Rs. lakhs | 1832 | 471 | 278 | 278 | 228 | 86.34 | 0 | 0 | 0
Return on Equity | Rs. lakhs | 17585 | 4872 | 4872 | 4872 | 5204 | 8892.38 | 9073.06 | 9190.15 | 9220.01
Interest on Working Capital | Rs. lakhs | 1982 | 897 | 908 | 908 | 1070 | 2917.37 | 3011.42 | 3112.14 | 3286.29
Rennovation & Modernisation Expenses | Rs. lakhs |  | 0 | 0 | 1390 |  |  | 0 | 0 | 0
Impact of FERV |  | 0.68 | 0 | 0 | 0 | 0 |  | 0 | 0 | 0 |  | 3208.51 | 32.8629
TOTAL FIXED CHARGES (APPROVED/NORMATIVE) | Rs. lakhs | 40393 | 18204 | 18392 | 19782 | 20088 | 38550.06 | 40616.85 | 42692.68 | 44547.79
FIXED CHARGES (APPROVED/NORMATIVE) | p/kWh | 62.3118 | 57.8914 | 58.1626 | 64.1217 | 67.9263 | 130.3546 | 128.9313 | 134.9783 | 131.9515
TOTAL TARIFF (APPROVED/NORMATIVE) | p/kWh | 103.4148 | 108.7114 | 104.2126 | 110.3417 | #REF! | #REF! | 294.0113 | 301.0783 | 307.6915
Cumulative deemed generation | MU per yr | 7008 | 0 | 0 | 0 | 0 | 0 | 0 | 0
Station generation at Normative level | MU per yr | 6482.4 | 2869.0752 | 2885.1936 | 2957.3234 | 2957.3234 | 3065.5182 | 3065.5182 | 3065.5182 | 3065.5182
Total Plant availability | % |  | 87.68% | 87.68% | 85.54% | 82% |  | 87.35% | 87.7% | 93.61%
Normative PLF | % | 80% | 80% | 80% | 82% | 82% | 85% | 85% | 85% | 85%
Incentive PLF | % | 80% | 80% | 80% | 82% | 82% | 85% | 85% | 85% | 85%
Dis-incentive PLF | % | 80 | 80% | 80% | 82% | 82% | 85% | 85% | 85% | 85%
Units for Incentive | MU | 0 | 275.4312 | 276.9786 | 127.7495 | 0 | 0 | 84.7526 | 97.4113 | 310.555
Units for Dis-incentive | MU | 0 | 0 | 0 | 0 | 0 | 0 | 0 | 0
Incentive rate per % rise over normative or approved PLF | p/kWh | 25 | 25 | 25 | 25 | 25 | 50 | 50 | 50 | 50
Dis-incentive rate | As per PPA
Incentive ( OERC Approval) | Rs. lakhs | 0 | 1137 | 692.4465 | 319.3738 | 0 | 0 | 423.7628 | 487.0567 | 1552.7751
Dis-incentive | Rs. lakhs | 0 | 0 | 0 | 0 | 0 | 0 | 0 | 0
Total Fixed cost with Incentive or dis-incentive | Rs. lakhs | 40393 | 19341 | 19084.4465 | 20101.3738 | 20088 | 38550.06 | 41040.6128 | 43179.7367 | 46100.5651
Fixed Charges (with incentive/ dis-incentive) | p/kWh | 62.3118 | 61.5073 | 60.3523 | 65.1569 | 67.9263 | 130.3546 | 130.2765 | 136.5182 | 136.5508
Total tariff (with incentive/ dis-incentive) | p/kWh | 103.4148 | 119.3987 | 118.5149 | 129.2785 | 67.9263 | 130.3546 | 130.2765 | 136.5182 | 136.5508
Additional cost due to FPA | Rs. lakhs | 0 | 7100.2955 | 7269.8339 | 9995.6364 | 14381.4639 | 18968.2725 | 0 | 0 | 0
FPA Rate (OERC Approval) | p/kWh | 0 | 22.58 | 22.99 | 32.4 | 48.63 | 64.14 | 0 | 0 | 0
Year End Charges ( OERC Approval)
Incentive/ (disincentive) | Rs. lakhs | 0 | 1137 | 692.4465 | 319.3738 | 0 | 0 | 1341 | 487 | 1620
Income tax (OERC Approval) | Rs. lakhs | 0 | 2134 | 4277 | 1892 | 1892 | 0 | 0 | 0 | 0 | 0
Impact of Income Tax | p/kWh | 0 | 6.7864 | 13.5255 | 6.1328 | 6.3977 | 0 | 0 | 0 | 0
Water cess & water tax | Rs. lakhs | 0 | 0 | 17 | 12.36 | 12 | 12 | 45 | 16 | 12
Impact of water cess & water tax | p/kWh | 0 | 0 | 0.053761 | 0.040064 | 0.040577 | 0.040577 | 0.14284 | 0.050586 | 0.035544
ED (OERC Approval) | Rs. lakhs | 0 | 777 | 742 | 724 | 694 | 694 | 1189 | 1113 | 1837
ED (OERC Approval) | p/kWh | 0 | 2.471 | 2.3465 | 2.3468 | 2.3467 | 2.3467 | 3.7743 | 3.5189 | 5.4412
Other Charges, if any (DSM+SLDC Charges) | Rs. lakhs | 0 | 1357 | 0 | 0 | 0 | 0 | 315 | 36 | 138
Total Year End Charges | Rs. lakhs | 0 | 5405 | 5728.4465 | 2947.7338 | 2598 | 706 | 2890 | 1652 | 3607
Total Year End Charges | p/kWh | 0 | 17.1887 | 18.1155 | 9.5548 | 8.785 | 2.3873 | 9.1738 | 5.223 | 10.684
Total cost inclusive of FC+VC+ FPA+ IT +W.Cess & Tax & Others | Rs.Crs | 670.3761 | 666.3461 | 663.7461 | 469.8458 | #REF! | #REF! | 955.1152 | 968.8094 | 1074.859
Total charges inclusive of FC+VC+ FPA+ IT +W.Cess & Tax & Others | p/kWh | 103.4148 | 148.4801 | 145.3181 | 152.2965 | #REF! | #REF! | 303.1851 | 306.3013 | 318.3755
PGCIL Tr Charge | p/kWh
Tr.Loss |  | 3.64% | 0% | 0% | 0% | 0% | 0% | 0% | 0% | 0%
TOTAL RATE INCLUDING LOSS +TRANSMISSION
Rate including Central loss
Gridco's Share | % | 31.8% | 100% | 100% | 100% | 100% | 100% | 100% | 100% | 100%
Gridco's Share of Energy excl. loss | MU | 2072.865 | 3144.5064 | 3162.1722 | 3085.073 | 2957.3234 | 2957.3234 | 3150.2708 | 3162.9295 | 3376.0732
Gridco's Share of the Fixed Costs | Rs. lakhs | 12844.974 | 18204 | 18392 | 19782 | 20088 | 38550.06 | 40616.85 | 42692.68 | 44547.79
Per unit Variable Charges | p/kWh | 42.6557 | 50.82 | 46.05 | 46.22 | #REF! | #REF! | 165.08 | 166.1 | 175.74
Fixed Charges (Approved/ Normative) | p/kWh | 61.9672 | 57.8914 | 58.1626 | 64.1217 | 67.9263 | 130.3546 | 128.9313 | 134.9783 | 131.9515
FPA Rate | p/kWh | 25.9565 | 22.58 | 22.99 | 32.4 | 48.63 | 64.14 | 0 | 0 | 0
Total Year End Charges | p/kWh | #REF! | 17.1887 | 18.1155 | 9.5548 | 8.785 | 2.3873 | 9.1738 | 5.223 | 10.684
PGCIL Transmission charges | p/kWh | 23.25 | 0 | 0 | 0 | 0 | 0 | 0 | 0 | 0
Total rate incl. loss & transmission charges | p/kWh | #REF! | 148.4801 | 145.3181 | 152.2965 | #REF! | #REF! | 303.1851 | 306.3013 | 318.3755
Fixed Cost Based on Normative | p/kWh | 62.3118 | 57.8914 | 58.1626 | 64.1217 | 67.9263 | 130.3546 | 128.9313 | 134.9783 | 131.9515
VARIABLE COST | p/kWh | 42.6468 | 50.82 | 46.05 | 46.22 | #REF! | #REF! | 165.08 | 166.1 | 175.74

## T-8
POWER PURCHASED FROM CENTRAL HYDRO STATION
Licencee GRIDCO |  |  | OERC | FORM TRT-8
TARIFF FOR CHUKHA
Capacity (MW) |  | Previous Year | Current Year | Ensuing Year
Share of GRIDCO | % | 15.19% | 15.19% | 15.19%
Cetral Sector Loss | % | 2.16% | 2.07% | 2.01%
Central transmission charges | P/Kwh | 29.24 | 42.68 | 57.14
Previous Year -2016-17 |  | Apr | May | Jun | Jul | Aug | Sep | Oct | Nov | Dec | Jan | Feb | Mar | TOTAL
Energy Sent Out after Aux. | MU | 96.1613 | 104.2664 | 193.6057 | 305.3188 | 305.5677 | 277.4971 | 356.5634 | 184.5424 | 96.8547 | 47.271 | 20.5459 | 43.1048 | 2031.2991
Net energy available to beneficiaries for Sharing after loss | MU | 94.1707 | 102.1498 | 189.7336 | 298.9987 | 299.1814 | 271.3089 | 348.7547 | 181.3867 | 94.7239 | 46.127 | 20.0487 | 42.1435 | 1988.7275
Share of GRIDCO from net availability | MU | 14.27 | 15.48 | 28.76 | 45.32 | 45.46 | 44.79 | 52.96 | 27.35 | 14.35 | 7.007 | 3.05 | 6.4 | 305.197
Cost of power | p/kWh
Rate incl loss | p/kWh | 256.698 | 253.769 | 247.2 | 242.013 | 247.727 | 269.54 | 257.46 | 261.07 | 286.999 | 274.943 | 311.55 | 276.838 | 257.3603
Cost to GRIDCO | Rs. lakhs | 366.308 | 392.8344 | 710.9472 | 1096.8029 | 1126.1669 | 1207.2697 | 1363.5082 | 714.0265 | 411.8436 | 192.6526 | 95.0228 | 177.1763 | 7854.559
Current Year-2017-18 |  | 57.14 TOTAL: TOTAL
Energy Sent Out after Aux. | MU | 133.288 | 125.9211 | 183.636 | 319.1448 | 309.8726 | 277.4971 | 280 | 80 | 58 | 52 | 30 | 45 | 1894.3596
Net energy available to beneficiaries for Sharing after loss | MU | 130.7155 | 123.302 | 312.6342 | 302.8695 | 271.4476 | 274.372 | 78.344 | 56.7994 | 50.9236 | 29.379 | 44.0685 | 1855.1463 | 3530.0017
Share of GRIDCO from net availability | MU | 19.856 | 18.881 | 27.26 | 47.382 | 46.124 | 41.305 | 9.3333 | 9.3333 | 9.3333 | 9.3333 | 9.3333 | 9.3333 | 256.808
Cost of power | p/kWh
Rate incl loss | p/kWh | 293.26 | 283.206 | 285.16 | 306.709 | 279.549 | 287.1 | 233.84 | 233.84 | 233.84 | 233.84 | 233.84 | 233.84
Cost to GRIDCO | Rs. lakhs | 582.2971 | 534.7212 | 777.3462 | 1453.2486 | 1289.3918 | 1185.8666 | 218.2507 | 218.2507 | 218.2507 | 218.2507 | 218.2507 | 218.2507 | 7132.3754
Ensuing Year-2018-19
Energy Sent Out after Aux. | MU | 66.7 | 121 | 135 | 274 | 280 | 250 | 244 | 140 | 90.6 | 43.9 | 53 | 62 | 1760.2
Net energy available to beneficiaries for Sharing after loss | MU | 65.3593 | 118.5679 | 132.2865 | 268.4926 | 274.372 | 244.975 | 239.0956 | 137.186 | 88.7789 | 43.0176 | 51.9347 | 60.7538 | 1724.82
Share of GRIDCO from net availability | MU | 9.9281 | 18.0105 | 20.0943 | 40.784 | 41.6771 | 37.2117 | 36.3186 | 20.8386 | 13.4855 | 6.5344 | 7.8889 | 9.2285 | 262.0002
Cost of power | p/kWh | 229 | 229 | 229 | 229 | 229 | 229 | 229 | 229 | 229 | 229 | 229 | 229
Rate incl loss | p/kWh | 233.6973 | 233.6973 | 233.6973 | 233.6973 | 233.6973 | 233.6973 | 233.6973 | 233.6973 | 233.6973 | 233.6973 | 233.6973 | 233.6973 | 233.6973
Cost to GRIDCO | Rs. lakhs | 232.0166 | 420.8997 | 469.5989 | 953.1117 | 973.9828 | 869.6275 | 848.7564 | 486.9914 | 315.153 | 152.7066 | 184.361 | 215.6676 | 6122.8733
TARIFF FOR TALA
Capacity |  | 29.24 Apr: Previous Year; 42.68 May: Current Year; 57.14 Jun: Ensuing Year
Share of GRIDCO | % | 29.24 Apr: 4.25%; 42.68 May: 4.25%; 57.14 Jun: 4.25%
Cetral Sector Loss | % | 29.24 Apr: 2.16%; 42.68 May: 2.07%; 57.14 Jun: 2.01%
Central transmission charges | P/Kwh | 29.24 Apr: 29.24; 42.68 May: 42.68; 57.14 Jun: 57.14
Previous Year -2016-17 |  | 57.14 TOTAL: TOTAL
Energy Sent Out after Aux. | MU | 45.0274 | 138.2746 | 328.947 | 640.1738 | 658.6229 | 568.9193 | 521.1503 | 190.6075 | 81.0824 | 21.3203 | 62.1373 | 27.7853 | 3284.048
Net energy available to beneficiaries for Sharing after loss | MU | 44.0953 | 135.4123 | 322.2693 | 627.3703 | 644.9894 | 557.0289 | 509.5287 | 186.4332 | 79.6958 | 20.8043 | 60.6336 | 27.1657 | 3215.4269
Share of GRIDCO from net availability | MU | 1.87 | 5.74 | 13.67 | 26.58 | 27.42 | 26.97 | 21.66 | 7.9 | 3.36 | 0.88 | 0.26 | 1.16 | 137.47
Cost of power | p/kWh
Rate incl loss | p/kWh | 249.533 | 246.607 | 240.04 | 234.849 | 240.581 | 262.39 | 250.3 | 253.89 | 294.174 | 282.117 | 318.73 | 283.998 | 248.4571
Cost to GRIDCO | Rs. lakhs | 46.6627 | 141.5524 | 328.1347 | 624.2286 | 659.6731 | 707.6658 | 542.1498 | 200.5731 | 98.8425 | 24.8263 | 8.287 | 32.9438 | 3415.5398
Current Year-2017-18 |  | 57.14 TOTAL: TOTAL
Energy Sent Out after Aux. | MU | 64.6272 | 171.9007 | 304.8277 | 661.5071 | 664.7442 | 568.9193 | 460 | 141 | 90 | 20 | 72 | 23 | 3242.5262
Net energy available to beneficiaries for Sharing after loss | MU | 63.3799 | 168.3252 | 298.6093 | 646.557 | 650.2527 | 557.484 | 450.11 | 137.9685 | 88.065 | 19.57 | 70.452 | 22.5055 | 3173.2791
Share of GRIDCO from net availability | MU | 2.694 | 7.212 | 12.66 | 27.479 | 27.684 | 23.693 | 6.43 | 6.43 | 6.43 | 6.43 | 6.43 | 6.43 | 140.002
Cost of power | p/kWh
Rate incl loss | p/kWh | 280.004 | 270.036 | 271.86 | 293.408 | 266.283 | 273.83 | 206.27 | 206.27 | 206.27 | 206.27 | 206.27 | 206.27 | 257.3082
Cost to GRIDCO | Rs. lakhs | 75.4331 | 194.75 | 344.1748 | 806.2558 | 737.1779 | 648.7854 | 132.6316 | 132.6316 | 132.6316 | 132.6316 | 132.6316 | 132.6316 | 3602.3666
Ensuing Year-2018-19 |  | 57.14 TOTAL: TOTAL
Energy Sent Out after Aux. | MU | 70 | 208 | 420 | 720 | 642 | 590.2 | 400 | 155 | 72.571 | 20 | 20 | 20 | 3337.771
Net energy available to beneficiaries for Sharing after loss | MU | 68.593 | 203.8192 | 411.558 | 705.528 | 629.0958 | 578.337 | 391.96 | 151.8845 | 71.1123 | 19.598 | 19.598 | 19.598 | 3270.6818
Share of GRIDCO from net availability | MU | 2.9152 | 8.6623 | 17.4912 | 29.9849 | 26.7366 | 24.5793 | 16.6583 | 6.4551 | 3.0223 | 0.83292 | 0.83292 | 0.83292 | 139.004
Cost of power | p/kWh | 216 | 216 | 216 | 216 | 216 | 216 | 216 | 216 | 216 | 216 | 216 | 216
Rate incl loss | p/kWh | 220.43 | 220.43 | 220.43 | 220.43 | 220.43 | 220.43 | 220.43 | 220.43 | 220.43 | 220.43 | 220.43 | 220.43 | 220.43
Cost to GRIDCO | Rs. lakhs | 64.2598 | 190.9434 | 385.5589 | 660.958 | 589.3542 | 541.802 | 367.1989 | 142.2896 | 66.62 | 18.3599 | 18.3599 | 18.3599 | 3064.0647
TARIFF FOR TEESTA
Capacity | bar: 29.24 Apr
Fixed Cost approved by CERC |  | 29.24 Apr: Rs. Crore
|  | Previous Year | Current Year | Ensuing Year
Share of GRIDCO | % | 29.24 Apr: 20.59%; 42.68 May: 23.4%; 57.14 Jun: 23.4%
Cetral Sector Loss | % | 29.24 Apr: 2.29%; 42.68 May: 2.15%; 57.14 Jun: 2.01%
Central transmission charges | P/Kwh | 29.24 Apr: 29.24; 42.68 May: 42.68; 57.14 Jun: 57.14
Previous Year -2016-17 |  | 57.14 TOTAL: TOTAL
Energy Sent Out after Aux. | MU | 302.646 | 260.544 | 302.646 | 349.1103 | 328.719 | 353.2025 | 326.2904 | 152.4389 | 104.7511 | 78.814 | 67.63 | 113.3239 | 2740.1161
Net energy available to beneficiaries for Sharing after loss | MU | 295.8667 | 255.2289 | 296.5931 | 341.8837 | 321.8488 | 345.3261 | 318.9489 | 149.4511 | 102.1847 | 76.7175 | 65.9934 | 110.7967 | 2680.8396
Share of GRIDCO from net availability | MU | 42.95 | 52.434 | 60.94 | 70.236 | 66.296 | 72.8 | 67.191 | 31.317 | 21.52 | 16.157 | 13.898 | 23.334 | 539.073
Cost of power | p/kWh
Rate incl loss | p/kWh | 297.6 | 270.057 | 239.73 | 231.961 | 237.408 | 255.06 | 251.95 | 356.1 | 393.213 | 469.326 | 561.25 | 865.025 | 304.7104
Cost to GRIDCO | Rs. lakhs | 1278.192 | 1416.0169 | 1460.9146 | 1629.2013 | 1573.9201 | 1856.8368 | 1692.8772 | 1115.1984 | 846.1944 | 758.29 | 780.0252 | 2018.4493 | 16426.1162
Current Year-2017-18 |  | 57.14 TOTAL: TOTAL
Energy Sent Out after Aux. | MU | 217.7372 | 262.2724 | 328.079 | 358.326 | 355.902 | 352.2258 | 280 | 141 | 101 | 78 | 70 | 100 | 2644.5424
Net energy available to beneficiaries for Sharing after loss | MU | 213.5348 | 256.8172 | 321.3862 | 350.2278 | 348.1433 | 345.1461 | 272.58 | 137.9685 | 98.8285 | 76.323 | 68.495 | 97.85 | 2587.3004
Share of GRIDCO from net availability | MU | 44.971 | 52.936 | 67.52 | 71.624 | 71.807 | 73.177 | 21.66 | 21.66 | 21.66 | 21.66 | 21.66 | 21.66 | 511.995
Cost of power | p/kWh
Rate incl loss | p/kWh | 311.353 | 283.984 | 252.4 | 274.044 | 246.968 | 256.06 | 237.01 | 237.01 | 237.01 | 237.01 | 237.01 | 237.01 | 259.7263
Cost to GRIDCO | Rs. lakhs | 1400.1856 | 1503.2977 | 1704.2048 | 1962.8127 | 1773.4031 | 1873.7703 | 513.3637 | 513.3637 | 513.3637 | 513.3637 | 513.3637 | 513.3637 | 13297.8562
Ensuing Year-2018-19 |  | 57.14 TOTAL: TOTAL
Energy Sent Out after Aux. | MU | 128.6 | 275 | 264 | 315 | 325 | 295 | 209.4 | 128.8129 | 97 | 80 | 80 | 90 | 2287.8129
Net energy available to beneficiaries for Sharing after loss | MU | 126.0151 | 269.4725 | 258.6936 | 308.6685 | 318.4675 | 289.0705 | 205.1911 | 126.2238 | 95.0503 | 78.392 | 78.392 | 88.191 | 2241.8279
Share of GRIDCO from net availability | MU | 29.4213 | 52.5025 | 60.3984 | 72.0663 | 74.3541 | 67.4906 | 47.9069 | 29.47 | 22.1918 | 18.3025 | 18.3025 | 20.5904 | 512.9974
Cost of power | p/kWh | 231 | 231 | 231 | 231 | 231 | 231 | 231 | 231 | 231 | 231 | 231 | 231
Rate incl loss | p/kWh | 235.74 | 235.74 | 235.74 | 235.74 | 235.74 | 235.74 | 235.74 | 235.74 | 235.74 | 235.74 | 235.74 | 235.74 | 235.74
Cost to GRIDCO | Rs. lakhs | 693.5787 | 1237.6937 | 1423.8318 | 1698.8902 | 1752.8232 | 1591.0241 | 1129.3575 | 694.7269 | 523.1503 | 431.4642 | 431.4642 | 485.3972 | 12093.4018

## T-9
T-9
Licencee : GRIDCO |  |  |  | OERC | FORM T-9
TARIFF COMPUTATION FOR CENTRAL SECTOR THERMAL STATION
Name of Plant: |  | Farakka Super Thermal Power Station Stage-I & II |  |  | Farakka Super Thermal Power Station -III |  |  | Kahalgaon Super Thermal Power Station Stage-I |  |  | Kahalgaon Super Thermal Power Station Stage- II |  |  | Talcher Super Thermal Power Station Stage- I |  |  | Talcher Super Thermal Power Station Stage- II |  |  | Barh Super Thermal Power Station Stage- II (Unit-IV & Unit-V)
Descriptions | UNIT | CERC approval for previous year (16-17) | CERC approval for current year (17-18) | CERC approval for ensuing year (18-19) | CERC approval for previous year (16-17) | CERC approval for current year (17-18) | CERC approval for ensuing year (18-19) | CERC approval for previous year (16-17) | CERC approval for current year (17-18) | CERC approval for ensuing year (18-19) | CERC approval for previous year (16-17) | CERC approval for current year (17-18) | CERC approval for ensuing year (18-19) | CERC approval for previous year (16-17) | CERC approval for current year (17-18) | CERC approval for ensuing year (18-19) | CERC approval for previous year (16-17) | CERC approval for current year (17-18) | CERC approval for ensuing year (18-19) | CERC approval for previous year (16-17) | CERC approval for current year (17-18) | CERC approval for ensuing year (18-19) (as per petition filing by NTPC)
Capacity | MW | 1600 | 1600 | 1600 | 500 | 500 | 500 | 840 | 840 | 840 | 1500 | 1500 | 1500 | 1000 | 1000 | 1000 | 2000 | 2000 | 2000 | 660 | 1320 | 1320
Auxilliary Consumption | % | 6.47% | 6.47% | 6.47% | 5.75% | 5.75% | 5.75% | 9% | 9% | 9% | 5.75% | 5.75% | 5.75% | 5.75% | 5.75% | 5.75% | 5.75% | 5.75% | 5.75% | 5.75% | 5.75% | 5.75%
Normative PLF | % | 85% | 85% | 85% | 85% | 85% | 85% | 85% | 85% | 85% | 85% | 85% | 85% | 85% | 85% | 85% | 85% | 85% | 85% | 85% | 85% | 85%
Generation Normative | MU/yr | 11913.6 | 11913.6 | 11913.6 | 3723 | 3723 | 3723 | 6254.64 | 6254.64 | 6254.64 | 11169 | 11169 | 11169 | 7446 | 7446 | 7446 | 14892 | 14892 | 14892 | 4914.36 | 9828.72 | 9828.72
Generation less Aux. (Normative) | MU/yr | 11142.7901 | 11142.7901 | 11142.7901 | 3508.9275 | 3508.9275 | 3508.9275 | 5691.7224 | 5691.7224 | 5691.7224 | 10526.7825 | 10526.7825 | 10526.7825 | 7017.855 | 7017.855 | 7017.855 | 14035.71 | 14035.71 | 14035.71 | 4631.7843 | 9263.5686 | 9263.5686
Approved PLF | % | 83% | 85% | 85% | 83% | 85% | 85% | 83% | 85% | 85% | 83% | 85% | 85% | 83% | 85% | 85% | 83% | 85% | 85% | 83% | 85% | 85%
Generation Approved | MU/yr | 11633.28 | 11913.6 | 11913.6 | 3635.4 | 3723 | 3723 | 6107.472 | 6254.64 | 6254.64 | 10906.2 | 11169 | 11169 | 7270.8 | 7446 | 7446 | 14541.6 | 14892 | 14892 | 4798.728 | 9828.72 | 9828.72
Generation less aux. (approved) actual | MU/yr | 10880.6068 | 11142.7901 | 11142.7901 | 3426.3645 | 3508.9275 | 3508.9275 | 5557.7995 | 5691.7224 | 5691.7224 | 10279.0935 | 10526.7825 | 10526.7825 | 6852.729 | 7017.855 | 7017.855 | 13705.458 | 14035.71 | 14035.71 | 4522.8011 | 9263.5686 | 9263.5686
GCV of Coal | Kcal/Kg | 5054.77 | 5054.77 | 5054.77 | 5054.77 | 5054.77 | 5054.77 | 3867.77 | 3867.77 | 3867.77 | 3921.7 | 3921.7 | 3921.7 | 4042.33 | 4042.33 | 4042.33 | 4095.156 | 4095.156 | 4095.156 | 3708.63 | 3708.63 | 3708.63
GCV of Oil | Kcal/Lt | 9613.33 | 9613.33 | 9613.33 | 9613.33 | 9613.33 | 9613.33 | 9718.67 | 9718.67 | 9718.67 | 10150.67 | 10150.67 | 10150.67 | 9510 | 9510 | 9510 | 9510 | 9510 | 9510 | 9775 | 9775 | 9775
Specific Coal Consumption | kg/kWh
Specific Oil Consumption | ml/kWh | 0.5 | 0.5 | 0.5 | 0.5 | 0.5 | 0.5 | 0.5 | 0.5 | 0.5 | 0.5 | 0.5 | 0.5 | 0.5 | 0.5 | 0.5 | 0.5 | 0.5 | 0.5 | 0.5 | 0.5 | 0.5
Coal Price | Rs/Mt | 3894.07 | 3894.07 | 3894.07 | 3894.07 | 3894.07 | 3894.07 | 2825.8967 | 2825.8967 | 2825.8967 | 2825.9 | 2825.9 | 2825.9 | 1964.74 | 1964.74 | 1964.74 | 1964.62 | 1964.62 | 1964.62 | 4272.23 | 4272.23 | 4272.23
Oil Price | Rs/Kl | 49542.41 | 49542.41 | 49542.41 | 49542.41 | 49542.41 | 49542.41 | 54826.82 | 54826.82 | 54826.82 | 54826.82 | 54826.82 | 54826.82 | 47739.24 | 47739.24 | 47739.24 | 47739.24 | 47739.24 | 47739.24 | 47567 | 47567 | 47567
Station Heat Rate | Kcal/kwh | 2403.13 | 2403.13 | 2403.13 | 2436.621 | 2436.621 | 2436.621 | 2450 | 2450 | 2450 | 2425 | 2425 | 2425 | 2375 | 2375 | 2375 | 2375 | 2375 | 2375 | 2294.76 | 2294.76 | 2294.76
Approved capital cost | Rs.Crs | 3196.7986 | 3196.7986 | 3196.7986 | 2610.4729 | 2610.4729 | 2610.4729 | 2192.3938 | 2192.3938 | 2219.9165 | 5557.98 | 5572.984 | 5583.984 | 2770.9915 | 2817.1425 | 2867.1915 | 5485.9325 | 5538.2753 | 5747.2607 | 10317.8191 | 10679.4898 | 10949.4418
Approved Equity | Rs.Crs | 1566.777 | 1566.777 | 1566.777 | 778.1064 | 781.6419 | 783.1419 | 1059.011 | 1076.7655 | 1067.3004 | 1654.7317 | 1669.6452 | 1673.5452 | 1333.0236 | 1354.5966 | 1361.8836 | 1633.7541 | 1653.6312 | 1692.8304 | 3057.4065 | 3149.5963 | 3244.3397
Gross Loan | Rs.Crs | 1630.0215 | 1630.0215 | 1630.0215 | 1809.8837 | 1819.3827 | 1826.3827 | 1110.0588 | 1129.2668 | 1129.4768 | 3831.4926 | 3890.5888 | 3901.0888 | 1404.6338 | 1471.3018 | 1505.3078 | 3784.0329 | 3840.1527 | 3867.7927 | 7045.4234 | 7222.4734 | 7475.6428
Net Loan | Rs.Crs | 0 | 0 | 0 | 1211.8308 | 1087.3553 | 955.6274 | 19.208 | 0.21 | 19.0559 | 1754.0896 | 1480.1264 | 1202.6988 | 0 | 0 | 0 | 0 | 0 | 43.0942 | 6430.4017 | 6110.9229 | 5781.3025
Rate of Interest | % | 7.308% | 8.85% | 1% | 9.785% | 9.738% | 9.64% | 2.34% | 2.34% | 2.34% | 9.041% | 9.225% | 9.209% | 11.6% | 0% | 0% | 8.173% | 8.256% | 8.401% | 7.93% | 8.183% | 8.256%
Rate of Return (upto 31.10.98) | %
Rate of Return | % | [9 empty] | 19.71% | 19.71% | 19.71% | [6 empty] | 19.71% | 19.71% | 19.71%
Current Capital Costs | Rs. lakhs | 3196.7986 | 3196.7986 | 3196.7986 | 2610.4729 | 2610.4729 | 2610.4729 | 2192.3938 | 2192.3938 | 2192.3938 | 5557.98 | 5572.984 | 5583.984 | 2770.9915 | 2817.1425 | 2817.1425 | 5485.9325 | 5538.2753 | 5538.2753 | 10317.8191 | 10679.4898 | 10679.4898
Base year for current capital costs | Year
O&M Escalation factor | %
Rate of O&M Expenses | %
Rate of Depreciation | % | na |  |  | 5.046% | 5.046% | 5.046% | na | na |  | 5.116% | 5.116% | 5.116% | na | na | na | 5.18% | 5.18% | 5.18% | 5.168% | 5.168% | 5.168%
Rate of Interest on Working Capital | % | 13.5% | 13.5% | 13.5% | 13.5% | 13.5% | 13.5% | 13.5% | 13.5% | 13.5% | 13.5% | 13.5% | 13.5% | 13.5% | 13.5% | 13.5% | 13.5% | 13.5% | 13.5% | 13.5% | 13.5% | 13.5%
Tax Rate | % | 21.34% | 21.34% | 21.34% | 21.34% | 21.34% | 21.34% | 23.94% | 23.94% | 23.94% | 21.34% | 21.34% | 21.34% | 21.34% | 21.34% | 21.34% | 21.34% | 21.34% | 21.34% | 21.34% | 21.34% | 21.34%
Energy Charge Rate (ECR) | p/kWh | 250.8015 | 264.31 | 275 | 252.6704 | 265.82 | 279.27 | 241.49 | 229.15 | 237.07 | 226.15 | 219.34 | 224.12 | 166.08 | 156.93 | 165.28 | 165.99 | 156.91 | 168.37 | 255.81 | 232.61 | 244.62
Fixed Charges
O&M Expenses | Rs.Crs | 350.8473 | 372.4473 | 395.4073 | 83.3419 | 88.4719 | 93.9169 | 226.8 | 241.08 | 256.284 | 262.16 | 278.69 | 296.235 | 202.0736 | 214.8245 | 228.3611 | 404.1471 | 429.649 | 456.7223 | 218.1551 | 231.9664 | 246.4514
Depreciation | Rs.Crs | 79.408 | 79.408 | 34.1454 | 130.8809 | 131.4756 | 131.7279 | 54.4325 | 57.176 | 60.6648 | 281.9223 | 284.4631 | 285.1276 | 95.56 | 106.319 | 109.0258 | 282.1058 | 92.781 | 103.1956 | 526.6485 | 542.5285 | 558.8483
Interest on loan | Rs.Crs | 0 | 0 | 0 | 124.5138 | 111.9427 | 98.4729 | 0 | 0 | 0 | 168.6635 | 149.1817 | 123.5273 | 0.116 | 0 | 0 | 0 | 0 | 1.8102 | 509.9051 | 500.0385 | 477.287
Return on Equity | Rs.Crs | 308.7334 | 308.7334 | 308.7334 | 153.3259 | 154.0225 | 154.3181 | 208.6845 | 209.5044 | 210.318 | 326.0649 | 329.0036 | 329.7721 | 262.6803 | 266.9314 | 268.3673 | 321.9312 | 325.448 | 333.5722 | 602.476 | 620.6425 | 639.3121
Interest on Working Capital | Rs.Crs | 124.5878 | 128.1916 | 128.5767 | 48.4718 | 49.3475 | 49.3884 | 67.52 | 69.6345 | 70.6785 | 117.907 | 120.6298 | 121.1626 | 57.5458 | 59.5662 | 60.5029 | 112.0712 | 111.1487 | 113.2904 | 168.8835 | 173.1322 | 174.3141
COST OF SECONDARY FUEL OIL | Rs.Crs | 26.9513 | 27.6007 | 27.6007 | 9.0054 | 9.226 | 9.226 | 15.2339 | 15.601 | 15.601 | 28.175 | 28.8539 | 28.8539 | 16.3575 | 16.7516 | 16.7516 | 32.7149 | 33.5032 | 33.5032 | 12.7543 | 12.7543 | 12.7543
(Compensastion allowance+ special allowance) | Rs.Crs | 54.5173 | 60.0029 | 63.1781 | 0 | 0 | 0 | 7.35 | 8.4 | 8.4 | 0 | 0 | 0 | 5 | 7.5 | 10 | 4 | 4 | 4 | 0 | 0 | 0
Impact of FERV | Rs.Crs
TOTAL FIXED CHARGES | Rs.Crs | 918.0938 | 948.7832 | 930.0409 | 540.5343 | 535.2602 | 527.8242 | 564.787 | 585.7949 | 606.3453 | 1156.7177 | 1161.9682 | 1155.8246 | 622.9757 | 655.1411 | 676.2571 | 1124.2553 | 963.0267 | 1012.5907 | 2026.0682 | 2068.3081 | 2096.2129 | 1727.45
FIXED CHARGES | p/kWh | 84.3789 | 85.1477 | 83.4657 | 157.7574 | 152.5424 | 150.4232 | 101.6206 | 102.9205 | 106.5311 | 112.5311 | 110.3821 | 109.7985 | 90.9091 | 93.3535 | 96.3624 | 82.0298 | 68.6126 | 72.1439 | 447.9676 | 223.2734 | 226.2857
TOTAL TARIFF | p/kWh | 335.1804 | 349.4577 | 358.4657 | 410.4277 | 405.2128 | 429.6932 | 343.1106 | 332.0705 | 343.6011 | 338.6811 | 329.7221 | 333.9185 | 256.9891 | 250.2835 | 261.6424 | 248.0198 | 225.5226 | 240.5139 | 703.7776 | 455.8834 | 470.9057
Year End Charges
Incentive/ (disincentive) | Rs. lakhs | 0 | 0 | 0 | 0 | 0 | 0 | 0 | 0 | 0 | 0 | 0 | 0 | 21 | 0 | 21 | 367 | 0 | 367 | 0 | 0 | 0
Income tax | Rs. lakhs | 0 | 0 | 0 | 0 | 0 | 0 | 0 | 0 | 0 | 0 | 0 | 0 |  | 0 |  |  | 0 |  | 0 | 0 | 0
Impact of Income Tax | p/kWh | 0 | 0 | 0 | 0 | 0 | 0 | 0 | 0 | 0 |  | 0 |  |  | 0 |  |  | 0 |  | 0 | 0 | 0
Water cess & water tax | Rs. lakhs | 75 | 102 | 75 | 2 | 2 | 2 | 6 | 16 | 6 | 1 | 1 | 1 | 8 | 8 | 8 | 9 | 8 | 9 | 2 |  | 2
Impact of water cess & water tax | p/kWh
ED | Rs. lakhs | 0 | 0 | 0 |  |  | 0 | 0 | 0 | 0 | 0 | 0 | 0 | 5.89 | 415 | 5.89 | 269 | 257 | 269 | 0 | 0 | 0
ED | p/kWh | [12 empty] | 589 |  | 589
Other Charges if any | Rs. lakhs | 25 | 21 | 25 | 10 | 8 | 10 | 14 | 2 | 14 | 2 | 2 | 2 | 36 | 45 | 36 | 20 | 20 | 20 | 22 | 10 | 22
Total Year End Charges | Rs. lakhs | 100 | 123 | 100 | 12 | 10 | 12 | 20 | 18 | 20 | 3 | 3 | 3 | 654 | 53 | 654 | 665 | 285 | 665 | 24 | 10 | 24
Total Year End Charges | p/kWh | 0.66551 | 0.79931 | 0.64985 | 0.19403 | 0.15789 | 0.18947
Total cost inclusive of year end charges | Rs.Crs
Total cost inclusive of year end charges | p/kWh
PGCIL Tr Charge | p/kWh | 29.24 | 42.68 | 57.14 | 29.24 | 42.68 | 57.14 | 29.24 | 42.68 | 57.14 | 29.24 | 42.68 | 57.14 | 29.24 | 42.68 | 57.14 | 29.24 | 42.68 | 57.14 | 29.24 | 42.68 | 57.14
Tr.Loss | % | 2.09% | 1.81% | 1.76% | 2.4% | 1.81% | 1.76% | 2.43% | 1.91% | 1.514% | 2.43% | 1.91% | 1.514% | 3.18% | 2.27% | 1.76% | 3.43% | 2.82% | 2.26% | 2.65% | 1.98% | 1.51%
TOTAL RATE INCLUDING LOSS +TRANSMISSION | p/kWh
Rate including Central loss
Gridco's Share | % | 13.81 | 13.81 | 14.18 | 16.87 | 19.85 | 18.0524 | 15.775 | 16.775 | 15.77 | 2.621 | 2.621 | 2.621 | 32.344 | 32.344 | 32.34 | 10 | 10 | 10 | 14.79 | 14.79 | 14.7882
Gridco's Share of Energy excl. loss |  | 1502.6118 | 1538.8193 | 1580.0476 | 578.0277 | 696.5221 | 633.4446 | 876.7429 | 954.7864 | 897.5846 | 269.415 | 275.907 | 275.907 | 2216.4467 | 2269.855 | 2269.5743 | 1370.5458 | 1403.571 | 1403.571 | 668.9223 | 1370.0818 | 1369.9183
Gridco's Share of Energy incl. loss | MU | 1471.2072 | 1510.9667 | 1552.2388 | 564.155 | 683.9151 | 622.296 | 855.438 | 936.55 | 883.9952 | 262.8683 | 270.6371 | 271.7297 | 2145.9637 | 2218.3293 | 2229.6298 | 1323.5361 | 1363.9903 | 1371.8503 | 651.1958 | 1342.9542 | 1349.2325
Gridco's Share of the Fixed Costs | Rs. Crores | 126.7888 | 131.027 | 131.8798 | 91.1881 | 106.2491 | 95.2848 | 89.0951 | 98.2671 | 95.6207 | 30.3176 | 30.4552 | 30.2942 | 201.4953 | 211.8988 | 218.7015 | 112.4255 | 96.3027 | 101.2591 | 299.6555 | 305.9028 | 309.9929
Per unit Energy Charges | p/kWh | 256.1551 | 269.1822 | 279.9267 | 258.8836 | 270.72 | 284.2732 | 247.5044 | 233.612 | 240.7144 | 231.7823 | 223.611 | 227.5653 | 171.5348 | 160.5751 | 168.241 | 171.8857 | 161.4633 | 172.2631 | 262.7735 | 237.3087 | 248.3704
Fixed Charges | p/kWh | 86.1801 | 86.7173 | 84.961 | 161.6367 | 155.3543 | 153.1181 | 104.1515 | 104.9246 | 108.1687 | 115.3337 | 112.5314 | 111.4864 | 93.895 | 95.5218 | 98.0887 | 84.9433 | 70.6036 | 73.812 | 460.1619 | 227.7835 | 229.755
Total Year End Charges | p/kWh | 0.69422 | 0.82905 | 0.65577 | 0.21794 | 0.14891 | 0.19629 | 0.23962 | 0.19594 | 0.22972 | 0.11697 | 0.11301 | 0.1121 | 3.1477 | 0.24447 | 2.9858 | 5.2029 | 2.1501 | 4.9596 | 0.37859 | 0.075797 | 0.18107
PGCIL Transmission charges | p/kWh | 29.24 | 42.68 | 57.14 | 29.24 | 42.68 | 57.14 | 29.24 | 42.68 | 57.14 | 29.24 | 42.68 | 57.14 | 29.24 | 42.68 | 57.14 | 29.24 | 42.68 | 57.14 | 29.24 | 42.68 | 57.14
Total rate incl. loss & transmission charges | p/kWh | 372.2694 | 399.4086 | 422.6835 | 449.9782 | 468.9033 | 494.7276 | 381.1355 | 381.4125 | 406.2529 | 376.473 | 378.9354 | 396.3038 | 297.8175 | 299.0213 | 326.4555 | 291.2719 | 276.897 | 308.1747 | 752.5539 | 507.848 | 535.4464
|  |  |  | 0.88827 |  | 55676.6
86.9358
360.49
|  |  |  | 448.3141 |  | 91.6667
480.4041

## T-10
ENERGY CHARGE RATE (ECR) | [11 empty] | OERC | FORM T-10
ECR FORMULA
| ECR=P/KWH= | {(GHR – SFC x CVSF) x LPPF / CVPF + LC x LPL} x 100 / (100 – AUX)
WHERE
AUX = Normative auxiliary energy consumption in percentage.
CVPF = Gross calorific value of primary fuel as fired, in kCal per kg
CVSF = Calorific value of secondary fuel, in kCal per ml.
ECR = Energy charge rate, in Rupees per kWh sent out.
GHR = Gross station heat rate, in kCal per kWh.
LC = Normative limestone consumption in kg per kWh.
LPL = Weighted average landed price of limestone in Rupees per kg.
LPPF = Weighted average landed price of primary fuel, in Rupees per kg, per
SFC = Specific fuel oil consumption, in ml per kWh.
AVERAGE/PPA RATE FOR THE YEAR |  | TSTPS |  | FSTPS |  | KTPS |  | IBTPS |  | TTPS
Pom | RS./KL
Pcm | RS./MT
Kom | KCAL/L
Kcm | KCAL/KG
Pos | RS./KL
Pcs | RS./MT
Kos | KCAL/L
Kcs | KCAL/KG
Ho= | KCAL/KWH
Hc= | KCAL/KWH
AC= | %
FPA Rate | P/KWH
POWER STATION: |  | TTPS
Period | PREVIOUS YEAR(16-17) | [7 empty] | CURRENT YEAR (17-18) | [7 empty] | ENSUING YEAR(18-19)
| GHR | LPPF | CVPF |  | CVSF | SFC | AUX= | ECR | GHR | LPPF | CVPF |  | CVSF | SFC | AUX= | ECR | GHR | LPPF | CVPF |  | CVSF | SFC | AUX= | ECR | ECR after C.S Loss
MONTHS | KCAL/KWH | RS./MT | KCAL/KG | RS./KL | KCAL/L | ml/Kwh | % | P/KWH | KCAL/KWH | RS./MT | KCAL/KG | RS./KL | KCAL/L | ml/Kwh | % | P/KWH | KCAL/KWH | RS./MT | KCAL/KG | RS./KL | KCAL/L | ml/Kwh | % | P/KWH | P/KWH
April | 2850 | 1718.95 | 3433 | 42341.07 | 9520 | 0.5 | 10.5 | 161.5443 | 2850 | 1758.47 | 3383 | 43674.92 | 9502 | 0.5 | 10.5 | 167.6857 | 2850 | 1753.1537 | 3409.38 | 45908.2988 | 9446 | 0.5 | 10.5 | 166.0377 | 174.3396
May | 2850 | 1757.23 | 3436 | 41542.75 | 9536 | 0.5 | 10.5 | 164.9019 | 2850 | 1748.12 | 3282 | 45562.65 | 9428 | 0.5 | 10.5 | 171.876 | 2850 | 1753.1537 | 3409.38 | 45908.2988 | 9446 | 0.5 | 10.5 | 166.0377 | 174.3396
June | 2850 | 1878.74 | 3435 | 42627.41 | 9432 | 0.5 | 10.5 | 176.2586 | 2850 | 1834.86 | 3511 | 44010.86 | 9519 | 0.5 | 10.5 | 168.5964 | 2850 | 1753.1537 | 3409.38 | 45908.2988 | 9446 | 0.5 | 10.5 | 166.0377 | 174.3396
July | 2850 | 1862.72 | 3435 | 41114.68 | 9560 | 0.5 | 10.5 | 174.6875 | 2850 | 1738.44 | 3423 | 43250.06 | 9518 | 0.5 | 10.5 | 163.8702 | 2850 | 1753.1537 | 3409.38 | 45908.2988 | 9446 | 0.5 | 10.5 | 166.0377 | 174.3396
August | 2850 | 1756.24 | 3437 | 42972.11 | 9383 | 0.5 | 10.5 | 164.8473 | 2850 | 1780.61 | 3370 | 44763.65 | 9425 | 0.5 | 10.5 | 170.4747 | 2850 | 1753.1537 | 3409.38 | 45908.2988 | 9446 | 0.5 | 10.5 | 166.0377 | 174.3396
September | 2850 | 1740.76 | 3428 | 39867.97 | 9648 | 0.5 | 10.5 | 163.6572 | 2850 | 1767.55 | 3380 | 47660.02 | 9402 | 0.5 | 10.5 | 168.9119 | 2850 | 1753.1537 | 3409.38 | 45908.2988 | 9446 | 0.5 | 10.5 | 166.0377 | 174.3396
October | 2850 | 1737.63 | 3590 | 41079.8 | 9548 | 0.5 | 10.5 | 156.1659 | 2850 | 1701.38 | 3470 | 46893.19 | 9433 | 0.5 | 10.5 | 158.494 | 2850 | 1753.1537 | 3409.38 | 45908.2988 | 9446 | 0.5 | 10.5 | 166.0377 | 174.3396
November | 2850 | 1774.44 | 3671 | 40875.57 | 9648 | 0.5 | 10.5 | 155.9443 | 2850 | 1695.8 | 3456 | 51451.04 | 9341 | 0.5 | 10.5 | 158.8693 | 2850 | 1753.1537 | 3409.38 | 45908.2988 | 9446 | 0.5 | 10.5 | 166.0377 | 174.3396
December | 2850 | 2042.77 | 3609 | 42096.61 | 9486 | 0.5 | 10.5 | 182.2931 | [8 empty] | 2850 | 1753.1537 | 3409.38 | 45908.2988 | 9446 | 0.5 | 10.5 | 166.0377 | 174.3396
January | 2850 | 1855.5 | 3676 | 46124.3 | 9309 | 0.5 | 10.5 | 163.0481 | [8 empty] | 2850 | 1753.1537 | 3409.38 | 45908.2988 | 9446 | 0.5 | 10.5 | 166.0377 | 174.3396
February | 2850 | 1801.98 | 3635 | 38830.13 | 9702 | 0.5 | 10.5 | 159.7589 | [8 empty] | 2850 | 1753.1537 | 3409.38 | 45908.2988 | 9446 | 0.5 | 10.5 | 166.0377 | 174.3396
March | 2850 | 1773.47 | 3628 | 44716.81 | 9444 | 0.5 | 10.5 | 157.9007 | [8 empty] | 2850 | 1753.1537 | 3409.38 | 45908.2988 | 9446 | 0.5 | 10.5 | 166.0377 | 174.3396
AVERAGE RATE FOR THE YEAR | [7 empty] | 165.084 | [7 empty] | 166.0973 | [7 empty] | 166.0377 | 174.3396
POWER STATION: |  | TSTPS-I
Period | PREVIOUS YEAR(16-17) | [7 empty] | CURRENT YEAR (17-18) | [7 empty] | ENSUING YEAR(18-19)
| GHR | LPPF | CVPF |  | CVSF | SFC | AUX= | ECR | GHR | LPPF | CVPF |  | CVSF | SFC | AUX= | ECR | GHR | LPPF | CVPF |  | CVSF | SFC | AUX= | ECR | ECR after C.S Loss
MONTHS | KCAL/KWH | RS./MT | KCAL/KG | RS./KL | KCAL/L | ml/Kwh | % | P/KWH | KCAL/KWH | RS./MT | KCAL/KG | RS./KL | KCAL/L | ml/Kwh | % | P/KWH | KCAL/KWH | RS./MT | KCAL/KG | RS./KL | KCAL/L | ml/Kwh | % | P/KWH | P/KWH
April | 2375 | 1795.47 | 3084 | 33783.25 | 9965.8 | 0.5 | 5.75 | 148.1898 | 2375 | 2018.99 | 2668 | 26891.53 | 9990.4 | 0.5 | 5.75 | 191.7167 | 2375 | 1830.08 | 2991 | 28203.39 | 9993.59 | 0.5 | 5.75 | 155.3546 | 166.0447
May | 2375 | 1902.36 | 2914 | 36269.38 | 9939.5 | 0.5 | 5.75 | 166.0873 | 2375 | 2134 | 2709 | 27452.75 | 9994.6 | 0.5 | 5.75 | 199.542 | 2375 | 1830.08 | 2991 | 28203.39 | 9993.59 | 0.5 | 5.75 | 155.3546 | 166.0447
June | 2375 | 1869.68 | 2860 | 26178.27 | 9973.9 | 0.5 | 5.75 | 165.777 | 2375 | 1951.88 | 2890 | 28353.95 | 9994.2 | 0.5 | 5.75 | 171.3375 | 2375 | 1830.08 | 2991 | 28203.39 | 9993.59 | 0.5 | 5.75 | 155.3546 | 166.0447
July | 2375 | 2109.8 | 3251 | 24802.35 | 9938 | 0.5 | 5.75 | 164.5071 | 2375 | 1802.79 | 3229 | 28432.16 | 9996.1 | 0.5 | 5.75 | 141.901 | 2375 | 1830.08 | 2991 | 28203.39 | 9993.59 | 0.5 | 5.75 | 155.3546 | 166.0447
August | 2375 | 2111.26 | 3252 | 25578.22 | 9979 | 0.5 | 5.75 | 164.6095 | 2375 | 1702.93 | 3194 | 28524.37 | 9995 | 0.5 | 5.75 | 135.5825 | 2375 | 1830.08 | 2991 | 28203.39 | 9993.59 | 0.5 | 5.75 | 155.3546 | 166.0447
September | 2375 | 2028.73 | 3150 | 26145.78 | 9982 | 0.5 | 5.75 | 163.3376 | 2375 | 1800.97 | 3162 | 28774.06 | 9993.4 | 0.5 | 5.75 | 144.7493 | 2375 | 1830.08 | 2991 | 28203.39 | 9993.59 | 0.5 | 5.75 | 155.3546 | 166.0447
October | 2375 | 2080.98 | 3347 | 26088.32 | 9982.6 | 0.5 | 5.75 | 157.7278 | 2375 | 1617.35 | 3161 | 28790.89 | 9991.2 | 0.5 | 5.75 | 130.1885 | 2375 | 1830.08 | 2991 | 28203.39 | 9993.59 | 0.5 | 5.75 | 155.3546 | 166.0447
November | 2375 | 2205.38 | 3359 | 27405.65 | 9976.9 | 0.5 | 5.75 | 166.5522 | 2375 | 1611.69 | 2917 | 28407.4 | 9993.8 | 0.5 | 5.75 | 140.4423 | 2375 | 1830.08 | 2991 | 28203.39 | 9993.59 | 0.5 | 5.75 | 155.3546 | 166.0447
December | 2375 | 2168.98 | 3145 | 27799.23 | 9984.7 | 0.5 | 5.75 | 174.8964 | [8 empty] | 2375 | 1830.08 | 2991 | 28203.39 | 9993.59 | 0.5 | 5.75 | 155.3546 | 166.0447
January | 2375 | 2056.18 | 3061 | 27199.63 | 9987.9 | 0.5 | 5.75 | 170.357 | [8 empty] | 2375 | 1830.08 | 2991 | 28203.39 | 9993.59 | 0.5 | 5.75 | 155.3546 | 166.0447
February | 2375 | 1939.9 | 2789 | 26068.57 | 9994 | 0.5 | 5.75 | 176.2864 | [8 empty] | 2375 | 1830.08 | 2991 | 28203.39 | 9993.59 | 0.5 | 5.75 | 155.3546 | 166.0447
March | 2375 | 1848.29 | 2683 | 26015.58 | 9991.2 | 0.5 | 5.75 | 174.6078 | [8 empty] | 2375 | 1830.08 | 2991 | 28203.39 | 9993.59 | 0.5 | 5.75 | 155.3546 | 166.0447
AVERAGE RATE FOR THE YEAR | [7 empty] | 166.078 | [7 empty] | 156.9325 | [7 empty] | 155.3546 | 166.0447
POWER STATION: |  | TSTPS-II
Period | PREVIOUS YEAR(16-17) | [7 empty] | CURRENT YEAR (17-18) | [7 empty] | ENSUING YEAR(18-19)
| GHR | LPPF | CVPF |  | CVSF | SFC | AUX= | ECR | GHR | LPPF | CVPF |  | CVSF | SFC | AUX= | ECR | GHR | LPPF | CVPF |  | CVSF | SFC | AUX= | ECR | ECR after C.S Loss
MONTHS | KCAL/KWH | RS./MT | KCAL/KG | RS./KL | KCAL/L | ml/Kwh | % | P/KWH | KCAL/KWH | RS./MT | KCAL/KG | RS./KL | KCAL/L | ml/Kwh | % | P/KWH | KCAL/KWH | RS./MT | KCAL/KG | RS./KL | KCAL/L | ml/Kwh | % | P/KWH | P/KWH
April | 2375 | 1794.97 | 3084 | 30884.58 | 9979 | 0.5 | 5.75 | 147.9948 | 2375 | 2018.99 | 2668 | 25876.19 | 9996 | 0.5 | 5.75 | 191.6626 | 2375 | 1830.075 | 2991.25 | 27855.5 | 9995.6375 | 0.5 | 5.75 | 155.3228 | 166.86
May | 2375 | 1902.59 | 2915 | 25019.62 | 9979.1 | 0.5 | 5.75 | 165.4526 | 2375 | 2134 | 2709 | 27385.81 | 9995 | 0.5 | 5.75 | 199.5384 | 2375 | 1830.075 | 2991.25 | 27855.5 | 9995.6375 | 0.5 | 5.75 | 155.3228 | 166.86
June | 2375 | 1869.68 | 2860 | 25742.18 | 9975.8 | 0.5 | 5.75 | 165.7538 | 2375 | 1951.88 | 2890 | 28079.47 | 9996 | 0.5 | 5.75 | 171.3228 | 2375 | 1830.075 | 2991.25 | 27855.5 | 9995.6375 | 0.5 | 5.75 | 155.3228 | 166.86
July | 2375 | 2109.8 | 3251 | 25993.53 | 9983 | 0.5 | 5.75 | 164.5687 | 2375 | 1802.79 | 3229 | 28079.47 | 9998 | 0.5 | 5.75 | 141.8822 | 2375 | 1830.075 | 2991.25 | 27855.5 | 9995.6375 | 0.5 | 5.75 | 155.3228 | 166.86
August | 2375 | 2117.07 | 3256 | 24594.44 | 9989 | 0.5 | 5.75 | 164.8051 | 2375 | 1702.93 | 3194 | 28386.81 | 9995.9 | 0.5 | 5.75 | 135.5752 | 2375 | 1830.075 | 2991.25 | 27855.5 | 9995.6375 | 0.5 | 5.75 | 155.3228 | 166.86
September | 2375 | 2028.74 | 3150 | 24594.44 | 9989 | 0.5 | 5.75 | 163.2558 | 2375 | 1800.97 | 3162 | 28518.63 | 9994.6 | 0.5 | 5.75 | 144.7357 | 2375 | 1830.075 | 2991.25 | 27855.5 | 9995.6375 | 0.5 | 5.75 | 155.3228 | 166.86
October | 2375 | 2080.98 | 3347 | 25603.48 | 9984 | 0.5 | 5.75 | 157.7021 | 2375 | 1617.35 | 3161 | 28438.11 | 9993.6 | 0.5 | 5.75 | 130.1697 | 2375 | 1830.075 | 2991.25 | 27855.5 | 9995.6375 | 0.5 | 5.75 | 155.3228 | 166.86
November | 2375 | 2205.38 | 3359 | 25500.43 | 9985 | 0.5 | 5.75 | 166.4508 | 2375 | 1611.69 | 2917 | 28079.47 | 9996 | 0.5 | 5.75 | 140.4249 | 2375 | 1830.075 | 2991.25 | 27855.5 | 9995.6375 | 0.5 | 5.75 | 155.3228 | 166.86
December | 2375 | 2168.98 | 3145 | 25876.19 | 9995 | 0.5 | 5.75 | 174.794 | [8 empty] | 2375 | 1830.075 | 2991.25 | 27855.5 | 9995.6375 | 0.5 | 5.75 | 155.3228 | 166.86
January | 2375 | 2056.18 | 3061 | 25876.19 | 9995 | 0.5 | 5.75 | 170.2866 | [8 empty] | 2375 | 1830.075 | 2991.25 | 27855.5 | 9995.6375 | 0.5 | 5.75 | 155.3228 | 166.86
February | 2375 | 1939.9 | 2789 | 25876.19 | 9995 | 0.5 | 5.75 | 176.2762 | [8 empty] | 2375 | 1830.075 | 2991.25 | 27855.5 | 9995.6375 | 0.5 | 5.75 | 155.3228 | 166.86
March | 2375 | 1848.41 | 2683 | 26246.19 | 9990 | 0.5 | 5.75 | 174.6313 | [8 empty] | 2375 | 1830.075 | 2991.25 | 27855.5 | 9995.6375 | 0.5 | 5.75 | 155.3228 | 166.86
AVERAGE RATE FOR THE YEAR | [7 empty] | 165.9977 | [7 empty] | 156.9139 | [7 empty] | 155.3228 | 166.86
POWER STATION: |  | FSTPS-I & II
Period | PREVIOUS YEAR(16-17) | [7 empty] | CURRENT YEAR (17-18) | [7 empty] | ENSUING YEAR(18-19)
| GHR | LPPF | CVPF |  | CVSF | SFC | AUX= | ECR | GHR | LPPF | CVPF |  | CVSF | SFC | AUX= | ECR | GHR | LPPF | CVPF |  | CVSF | SFC | AUX= | ECR | ECR after C.S Loss
MONTHS | KCAL/KWH | RS./MT | KCAL/KG | RS./KL | KCAL/L | ml/Kwh | % | P/KWH | KCAL/KWH | RS./MT | KCAL/KG | RS./KL | KCAL/L | ml/Kwh | % | P/KWH | KCAL/KWH | RS./MT | KCAL/KG | RS./KL | KCAL/L | ml/Kwh | % | P/KWH | P/KWH
April | 2403.13 | 2874.3 | 3442 | 22039.3 | 9680 | 0.5 | 6.47 | 215.3055 | 2403.13 | 3985.83 | 3702 | 26848.42 | 9720 | 0.5 | 6.47 | 277.5118 | 2403.13 | 3845.3975 | 3744.5 | 27074.4425 | 9745.375 | 0.5 | 6.47 | 264.7725 | 282.9917 | 35.6375
May | 2403.13 | 3084.09 | 3503 | 22039.3 | 9680 | 0.5 | 6.47 | 226.9333 | 2403.13 | 4387.9 | 3925 | 28233.62 | 9640 | 0.5 | 6.47 | 288.1722 | 2403.13 | 3845.3975 | 3744.5 | 27074.4425 | 9745.375 | 0.5 | 6.47 | 264.7725 | 282.9917
June | 2403.13 | 3237.52 | 3520 | 22721.53 | 9890 | 0.5 | 6.47 | 237.046 | 2403.13 | 4276.69 | 4055 | 26283.37 | 9730 | 0.5 | 6.47 | 271.8402 | 2403.13 | 3845.3975 | 3744.5 | 27074.4425 | 9745.375 | 0.5 | 6.47 | 264.7725 | 282.9917
July | 2403.13 | 3419.15 | 3364 | 22721.53 | 9790 | 0.5 | 6.47 | 261.8318 | 2403.13 | 3843.57 | 3928 | 26284.96 | 9720 | 0.5 | 6.47 | 252.3108 | 2403.13 | 3845.3975 | 3744.5 | 27074.4425 | 9745.375 | 0.5 | 6.47 | 264.7725 | 282.9917
August | 2403.13 | 3492.34 | 3443 | 23882.72 | 9850 | 0.5 | 6.47 | 261.3615 | 2403.13 | 3805.9 | 3572 | 26284.96 | 9730 | 0.5 | 6.47 | 274.6124 | 2403.13 | 3845.3975 | 3744.5 | 27074.4425 | 9745.375 | 0.5 | 6.47 | 264.7725 | 282.9917
September | 2403.13 | 3767.48 | 3467 | 23882.71 | 9750 | 0.5 | 6.47 | 279.9155 | 2403.13 | 3501.26 | 3638 | 26723.17 | 9740 | 0.5 | 6.47 | 248.2069 | 2403.13 | 3845.3975 | 3744.5 | 27074.4425 | 9745.375 | 0.5 | 6.47 | 264.7725 | 282.9917
October | 2403.13 | 3627.06 | 3787 | 23882.71 | 9820 | 0.5 | 6.47 | 246.8593 | 2403.13 | 3098.12 | 3339 | 27968.52 | 9710 | 0.5 | 6.47 | 239.4146 | 2403.13 | 3845.3975 | 3744.5 | 27074.4425 | 9745.375 | 0.5 | 6.47 | 264.7725 | 282.9917
November | 2403.13 | 3502.83 | 3696 | 23882.71 | 9670 | 0.5 | 6.47 | 244.2949 | 2403.13 | 3863.91 | 3797 | 27968.52 | 9973 | 0.5 | 6.47 | 262.4171 | 2403.13 | 3845.3975 | 3744.5 | 27074.4425 | 9745.375 | 0.5 | 6.47 | 264.7725 | 282.9917
December | 2403.13 | 3551.53 | 3962 | 23882.71 | 9720 | 0.5 | 6.47 | 231.1287 | [8 empty] | 2403.13 | 3845.3975 | 3744.5 | 27074.4425 | 9745.375 | 0.5 | 6.47 | 264.7725 | 282.9917
January | 2403.13 | 4206.54 | 4251 | 26848.42 | 9690 | 0.5 | 6.47 | 255.1723 | [8 empty] | 2403.13 | 3845.3975 | 3744.5 | 27074.4425 | 9745.375 | 0.5 | 6.47 | 264.7725 | 282.9917
February | 2403.13 | 3788.51 | 3769 | 26848.42 | 9660 | 0.5 | 6.47 | 259.183 | [8 empty] | 2403.13 | 3845.3975 | 3744.5 | 27074.4425 | 9745.375 | 0.5 | 6.47 | 264.7725 | 282.9917
March | 2403.13 | 4356.14 | 3863 | 26848.42 | 9720 | 0.5 | 6.47 | 290.586 | [8 empty] | 2403.13 | 3845.3975 | 3744.5 | 27074.4425 | 9745.375 | 0.5 | 6.47 | 264.7725 | 282.9917
AVERAGE RATE FOR THE YEAR | [7 empty] | 250.8015 | [7 empty] | 264.3108 | [7 empty] | 264.7725 | 282.9917
1.0984
POWER STATION: |  | FSTPS-III | [25 empty] | 96729.6213
Period | PREVIOUS YEAR(16-17) | [7 empty] | CURRENT YEAR (17-18) | [7 empty] | ENSUING YEAR(18-19)
| GHR | LPPF | CVPF |  | CVSF | SFC | AUX= | ECR | GHR | LPPF | CVPF |  | CVSF | SFC | AUX= | ECR | GHR | LPPF | CVPF |  | CVSF | SFC | AUX= | ECR | ECR after c.s loss |  |  | 1.0103
MONTHS | KCAL/KWH | RS./MT | KCAL/KG | RS./KL | KCAL/L | ml/Kwh | % | P/KWH | KCAL/KWH | RS./MT | KCAL/KG | RS./KL | KCAL/L | ml/Kwh | % | P/KWH | KCAL/KWH | RS./MT | KCAL/KG | RS./KL | KCAL/L | ml/Kwh | % | P/KWH | P/KWH
April | 2436.62 | 2874.3 | 3374 | 22039.3 | 9680 | 0.5 | 5.75 | 220.9703 | 2436.62 | 3985.83 | 3711 | 26848.42 | 9720 | 0.5 | 5.75 | 278.5439 | 2436.621 | 3845.3975 | 3746.125 | 27074.4425 | 9715 | 0.5 | 5.75 | 266.2857 | 284.6091 |  |  | 1.0431
May | 2436.62 | 3084.09 | 3495 | 22039.3 | 9680 | 0.5 | 5.75 | 228.8481 | 2436.62 | 4387.9 | 3934 | 28233.62 | 9640 | 0.5 | 5.75 | 289.2833 | 2436.621 | 3845.3975 | 3746.125 | 27074.4425 | 9715 | 0.5 | 5.75 | 266.2857 | 284.6091
June | 2436.62 | 3237.52 | 3515 | 22721.53 | 9890 | 0.5 | 5.75 | 238.8409 | 2436.62 | 4276.69 | 4028 | 26283.37 | 9730 | 0.5 | 5.75 | 275.3352 | 2436.621 | 3845.3975 | 3746.125 | 27074.4425 | 9715 | 0.5 | 5.75 | 266.2857 | 284.6091
July | 2436.62 | 3419.15 | 3365 | 22721.53 | 9790 | 0.5 | 5.75 | 263.3652 | 2436.62 | 3843.57 | 3923 | 26284.96 | 9720 | 0.5 | 5.75 | 254.1821 | 2436.621 | 3845.3975 | 3746.125 | 27074.4425 | 9715 | 0.5 | 5.75 | 266.2857 | 284.6091 |  |  | 117693832.098
August | 2436.62 | 3492.34 | 3440 | 23882.72 | 9850 | 0.5 | 5.75 | 263.1973 | 2436.62 | 3805.9 | 3564 | 26284.96 | 9730 | 0.5 | 5.75 | 276.9176 | 2436.621 | 3845.3975 | 3746.125 | 27074.4425 | 9715 | 0.5 | 5.75 | 266.2857 | 284.6091 |  |  | 123392174.0875
September | 2436.62 | 3767.48 | 3470 | 23882.72 | 9750 | 0.5 | 5.75 | 281.396 | 2436.62 | 3501.26 | 3639 | 26723.17 | 9740 | 0.5 | 5.75 | 249.6623 | 2436.621 | 3845.3975 | 3746.125 | 27074.4425 | 9715 | 0.5 | 5.75 | 266.2857 | 284.6091 |  |  | 1480706089.0498
October | 2436.62 | 3627.06 | 3802 | 23882.72 | 9820 | 0.5 | 5.75 | 247.4018 | 2436.62 | 3098.12 | 3330 | 27968.52 | 9710 | 0.5 | 5.75 | 241.5296 | 2436.621 | 3845.3975 | 3746.125 | 27074.4425 | 9715 | 0.5 | 5.75 | 266.2857 | 284.6091
November | 2436.62 | 3502.83 | 3700 | 23882.72 | 9670 | 0.5 | 5.75 | 245.5319 | 2436.62 | 3863.91 | 3840 | 27968.52 | 9730 | 0.5 | 5.75 | 261.1014 | 2436.621 | 3845.3975 | 3746.125 | 27074.4425 | 9715 | 0.5 | 5.75 | 266.2857 | 284.6091
December | 2436.62 | 3551.53 | 3966 | 23882.72 | 9720 | 0.5 | 5.75 | 232.3149 | [8 empty] | 2436.621 | 3845.3975 | 3746.125 | 27074.4425 | 9715 | 0.5 | 5.75 | 266.2857 | 284.6091 |  | 145.4349
January | 2436.62 | 4206.54 | 4249 | 26848.42 | 9690 | 0.5 | 5.75 | 256.8593 | [8 empty] | 2436.621 | 3845.3975 | 3746.125 | 27074.4425 | 9715 | 0.5 | 5.75 | 266.2857 | 284.6091
February | 2436.62 | 3788.35 | 3762 | 26848.42 | 9660 | 0.5 | 5.75 | 261.2464 | [8 empty] | 2436.621 | 3845.3975 | 3746.125 | 27074.4425 | 9715 | 0.5 | 5.75 | 266.2857 | 284.6091
March | 2436.62 | 4356.14 | 3867 | 26848.42 | 9720 | 0.5 | 5.75 | 292.0721 | [8 empty] | 2436.621 | 3845.3975 | 3746.125 | 27074.4425 | 9715 | 0.5 | 5.75 | 266.2857 | 284.6091
AVERAGE RATE FOR THE YEAR | [7 empty] | 252.6704 | [7 empty] | 265.8194 | [7 empty] | 266.2857 | 284.6091
POWER STATION: |  | KHSTPS-I
Period | PREVIOUS YEAR(16-17) | [7 empty] | CURRENT YEAR (17-18) | [7 empty] | ENSUING YEAR(18-19)
| GHR | LPPF | CVPF |  | CVSF | SFC | AUX= | ECR | GHR | LPPF | CVPF |  | CVSF | SFC | AUX= | ECR | GHR | LPPF | CVPF |  | CVSF | SFC | AUX= | ECR | ECR after c.s loss
MONTHS | KCAL/KWH | RS./MT | KCAL/KG | RS./KL | KCAL/L | ml/Kwh | % | P/KWH | KCAL/KWH | RS./MT | KCAL/KG | RS./KL | KCAL/L | ml/Kwh | % | P/KWH | KCAL/KWH | RS./MT | KCAL/KG | RS./KL | KCAL/L | ml/Kwh | % | P/KWH | P/KWH
April | 2450 | 2019.75 | 2815 | 30420.9 | 9911 | 0.5 | 9 | 194.4526 | 2450 | 2666.92 | 3099 | 31087.72 | 9924 | 0.5 | 9 | 232.932 | 2450 | 2630.5363 | 3113.5 | 31267.105 | 9913.625 | 0.5 | 9 | 228.7257 | 243.8539
May | 2450 | 2440.58 | 2848 | 30420.9 | 9905 | 0.5 | 9 | 231.9211 | 2450 | 2671.55 | 3164 | 31087.72 | 9937 | 0.5 | 9 | 228.5744 | 2450 | 2630.5363 | 3113.5 | 31267.105 | 9913.625 | 0.5 | 9 | 228.7257 | 243.8539
June | 2450 | 2655.57 | 2890 | 30420.9 | 9888 | 0.5 | 9 | 248.5637 | 2450 | 2803.89 | 2843 | 30902.25 | 9937 | 0.5 | 9 | 266.6865 | 2450 | 2630.5363 | 3113.5 | 31267.105 | 9913.625 | 0.5 | 9 | 228.7257 | 243.8539
July | 2450 | 2667.07 | 2810 | 30420.9 | 9937 | 0.5 | 9 | 256.6897 | 2450 | 2696.11 | 3144 | 30902.25 | 9921 | 0.5 | 9 | 232.107 | 2450 | 2630.5363 | 3113.5 | 31267.105 | 9913.625 | 0.5 | 9 | 228.7257 | 243.8539
August | 2450 | 2563.56 | 2813 | 28582.75 | 9905 | 0.5 | 9 | 246.4315 | 2450 | 2579.14 | 3156 | 30902.25 | 9896 | 0.5 | 9 | 221.2738 | 2450 | 2630.5363 | 3113.5 | 31267.105 | 9913.625 | 0.5 | 9 | 228.7257 | 243.8539
September | 2450 | 2666.12 | 2810 | 28582.75 | 9931 | 0.5 | 9 | 256.4981 | 2450 | 2439.66 | 3112 | 31751.55 | 9896 | 0.5 | 9 | 212.3824 | 2450 | 2630.5363 | 3113.5 | 31267.105 | 9913.625 | 0.5 | 9 | 228.7257 | 243.8539
October | 2450 | 2680.84 | 3084 | 28584.71 | 9899 | 0.5 | 9 | 235.133 | 2450 | 2420.94 | 3066 | 31751.55 | 9896 | 0.5 | 9 | 213.9022 | 2450 | 2630.5363 | 3113.5 | 31267.105 | 9913.625 | 0.5 | 9 | 228.7257 | 243.8539
November | 2450 | 2758.97 | 2710 | 33216.74 | 9874 | 0.5 | 9 | 275.3686 | 2450 | 2766.08 | 3324 | 31751.55 | 9902 | 0.5 | 9 | 225.3333 | 2450 | 2630.5363 | 3113.5 | 31267.105 | 9913.625 | 0.5 | 9 | 228.7257 | 243.8539
December | 2450 | 2807.62 | 3264 | 28584.71 | 9881 | 0.5 | 9 | 232.6899 | [8 empty] | 2450 | 2630.5363 | 3113.5 | 31267.105 | 9913.625 | 0.5 | 9 | 228.7257 | 243.8539
January | 2450 | 2828.6 | 3305 | 28584.71 | 9861 | 0.5 | 9 | 231.5293 | [8 empty] | 2450 | 2630.5363 | 3113.5 | 31267.105 | 9913.625 | 0.5 | 9 | 228.7257 | 243.8539
February | 2450 | 2833.35 | 3204 | 28584.71 | 9868 | 0.5 | 9 | 239.1763 | [8 empty] | 2450 | 2630.5363 | 3113.5 | 31267.105 | 9913.625 | 0.5 | 9 | 228.7257 | 243.8539
March | 2450 | 2931.75 | 3180 | 31087.72 | 9861 | 0.5 | 9 | 249.4216 | [8 empty] | 2450 | 2630.5363 | 3113.5 | 31267.105 | 9913.625 | 0.5 | 9 | 228.7257 | 243.8539
AVERAGE RATE FOR THE YEAR | [7 empty] | 241.4896 | [7 empty] | 229.1489 | [7 empty] | 228.7257 | 243.8539
POWER STATION: |  | KHSTPS-II
Period | PREVIOUS YEAR(16-17) | [7 empty] | CURRENT YEAR (17-18) | [7 empty] | ENSUING YEAR(18-19)
| GHR | LPPF | CVPF |  | CVSF | SFC | AUX= | ECR | GHR | LPPF | CVPF |  | CVSF | SFC | AUX= | ECR | GHR | LPPF | CVPF |  | CVSF | SFC | AUX= | ECR | ECR after c.s loss
MONTHS | KCAL/KWH | RS./MT | KCAL/KG | RS./KL | KCAL/L | ml/Kwh | % | P/KWH | KCAL/KWH | RS./MT | KCAL/KG | RS./KL | KCAL/L | ml/Kwh | % | P/KWH | KCAL/KWH | RS./MT | KCAL/KG | RS./KL | KCAL/L | ml/Kwh | % | P/KWH
April | 2393.44 | 2019.75 | 2826 | 30815.55 | 9906 | 0.36 | 5.16 | 181.2677 | 2425 | 2666.92 | 3099 | 32144.98 | 9906 | 0.5 | 5.75 | 222.6741 | 2425 | 2633.9113 | 3113.5 | 31850.1125 | 9904.75 | 0.5 | 5.75 | 218.9072 | 233.386
May | 2393.44 | 2440.58 | 2848 | 31752.91 | 9888 | 0.36 | 5.16 | 217.1476 | 2425 | 2671.55 | 3164 | 31721.38 | 9926 | 0.5 | 5.75 | 218.4869 | 2425 | 2633.9113 | 3113.5 | 31850.1125 | 9904.75 | 0.5 | 5.75 | 218.9072 | 233.386
June | 2393.44 | 2655.57 | 2898 | 31429.02 | 9876 | 0.36 | 5.16 | 232.1041 | 2425 | 2830.89 | 2843 | 31981.95 | 9919 | 0.5 | 5.75 | 257.3712 | 2425 | 2633.9113 | 3113.5 | 31850.1125 | 9904.75 | 0.5 | 5.75 | 218.9072 | 233.386
July | 2393.44 | 2667.07 | 2810 | 31902.08 | 9917 | 0.36 | 5.16 | 240.3832 | 2425 | 2696.11 | 3144 | 31024.31 | 9919 | 0.5 | 5.75 | 221.8352 | 2425 | 2633.9113 | 3113.5 | 31850.1125 | 9904.75 | 0.5 | 5.75 | 218.9072 | 233.386
August | 2393.44 | 2563.56 | 2813 | 28582.75 | 9905 | 0.36 | 5.16 | 230.7301 | 2425 | 2579.14 | 3156 | 30902.25 | 9896 | 0.5 | 5.75 | 211.476 | 2425 | 2633.9113 | 3113.5 | 31850.1125 | 9904.75 | 0.5 | 5.75 | 218.9072 | 233.386
September | 2393.44 | 2666.12 | 2810 | 28847.26 | 9927 | 0.36 | 5.16 | 240.1817 | 2425 | 2439.66 | 3112 | 32929.87 | 9884 | 0.5 | 5.75 | 203.0425 | 2425 | 2633.9113 | 3113.5 | 31850.1125 | 9904.75 | 0.5 | 5.75 | 218.9072 | 233.386
October | 2393.44 | 2593.65 | 2686 | 28584.71 | 9899 | 0.36 | 5.16 | 244.4114 | 2425 | 2420.94 | 3066 | 32344.61 | 9886 | 0.5 | 5.75 | 204.4637 | 2425 | 2633.9113 | 3113.5 | 31850.1125 | 9904.75 | 0.5 | 5.75 | 218.9072 | 233.386
November | 2393.44 | 2681.84 | 3085 | 28584.71 | 9899 | 0.36 | 5.16 | 220.1443 | 2425 | 2766.08 | 3324 | 31751.55 | 9902 | 0.5 | 5.75 | 215.3559 | 2425 | 2633.9113 | 3113.5 | 31850.1125 | 9904.75 | 0.5 | 5.75 | 218.9072 | 233.386
December | 2393.44 | 2807.62 | 3265 | 28584.71 | 9881 | 0.36 | 5.16 | 217.7757 | [8 empty] | 2425 | 2633.9113 | 3113.5 | 31850.1125 | 9904.75 | 0.5 | 5.75 | 218.9072 | 233.386
January | 2425 | 2828.6 | 3305 | 29938.2 | 9845 | 0.5 | 5.75 | 221.3479 | [8 empty] | 2425 | 2633.9113 | 3113.5 | 31850.1125 | 9904.75 | 0.5 | 5.75 | 218.9072 | 233.386
February | 2425 | 2833.35 | 3204 | 29128.7 | 9861 | 0.5 | 5.75 | 228.6124 | [8 empty] | 2425 | 2633.9113 | 3113.5 | 31850.1125 | 9904.75 | 0.5 | 5.75 | 218.9072 | 233.386
March | 2425 | 2947.18 | 3180 | 31805.91 | 9851 | 0.5 | 5.75 | 239.6599 | [8 empty] | 2425 | 2633.9113 | 3113.5 | 31850.1125 | 9904.75 | 0.5 | 5.75 | 218.9072 | 233.386
AVERAGE RATE FOR THE YEAR | [7 empty] | 226.1472 | [7 empty] | 219.3382 | [7 empty] | 218.9072 | 233.386
POWER STATION: |  | Barh-II
Period | PREVIOUS YEAR (16-17) | [7 empty] | CURRENT YEAR (17-18) | [7 empty] | ENSUING YEAR(18-19)
| GHR | LPPF | CVPF |  | CVSF | SFC | AUX= | ECR | GHR | LPPF | CVPF |  | CVSF | SFC | AUX= | ECR | GHR | LPPF | CVPF |  | CVSF | SFC | AUX= | ECR | ECR after C.S Loss
MONTHS | KCAL/KWH | RS./MT | KCAL/KG | RS./KL | KCAL/L | ml/Kwh | % | P/KWH | KCAL/KWH | RS./MT | KCAL/KG | RS./KL | KCAL/L | ml/Kwh | % | P/KWH | KCAL/KWH | RS./MT | KCAL/KG | RS./KL | KCAL/L | ml/Kwh | % | P/KWH
April | 2247.8 | 3955.03 | 3950.03 | 46994.35 | 9750 | 0.5 | 5.75 | 240.7704 | 2247.8 | 3890.19 | 3817.36 | 50428.25 | 9557 | 0.5 | 5.75 | 245.2021 | 2294.76 | 3452.7488 | 3567.8113 | 49935.755 | 9538.125 | 0.5 | 5.75 | 237.7832 | 253.5002
May | 2247.8 | 3748.65 | 3795.39 | 46994.35 | 9740 | 0.5 | 5.75 | 237.5391 | 2247.8 | 3790.87 | 3735.12 | 50601.62 | 9548 | 0.5 | 5.75 | 244.2234 | 2294.76 | 3452.7488 | 3567.8113 | 49935.755 | 9538.125 | 0.5 | 5.75 | 237.7832 | 253.5002
June | 2247.8 | 3779.28 | 3542.65 | 48089.15 | 9745 | 0.5 | 5.75 | 256.4231 | 2247.8 | 3754.02 | 3746.45 | 50731.12 | 9530 | 0.5 | 5.75 | 241.16 | 2294.76 | 3452.7488 | 3567.8113 | 49935.755 | 9538.125 | 0.5 | 5.75 | 237.7832 | 253.5002
July | 2247.8 | 3550.47 | 3349.26 | 48821.77 | 9720 | 0.5 | 5.75 | 254.8645 | 2247.8 | 3529.33 | 3568.49 | 50710.92 | 9510 | 0.5 | 5.75 | 238.0674 | 2294.76 | 3452.7488 | 3567.8113 | 49935.755 | 9538.125 | 0.5 | 5.75 | 237.7832 | 253.5002
August | 2247.8 | 3500.32 | 3055.6 | 48769.41 | 9725 | 0.5 | 5.75 | 275.2005 | 2247.8 | 3258.39 | 3467.52 | 50710.92 | 9520 | 0.5 | 5.75 | 226.3252 | 2294.76 | 3452.7488 | 3567.8113 | 49935.755 | 9538.125 | 0.5 | 5.75 | 237.7832 | 253.5002
September | 2247.8 | 3244.86 | 2591.02 | 48703.11 | 9590 | 0.5 | 5.75 | 300.6234 | 2247.8 | 3143.08 | 3372.29 | 49471.89 | 9545 | 0.5 | 5.75 | 224.4359 | 2294.76 | 3452.7488 | 3567.8113 | 49935.755 | 9538.125 | 0.5 | 5.75 | 237.7832 | 253.5002
October | 2247.8 | 3906.53 | 3695.78 | 48819.27 | 9595 | 0.5 | 5.75 | 254.1452 | 2247.8 | 3175.59 | 3307.29 | 48436.92 | 9550 | 0.5 | 5.75 | 231.0794 | 2294.76 | 3452.7488 | 3567.8113 | 49935.755 | 9538.125 | 0.5 | 5.75 | 237.7832 | 253.5002
November | 2247.8 | 3946.9 | 3716.23 | 49576.68 | 9560 | 0.5 | 5.75 | 255.3883 | 2247.8 | 3080.52 | 3527.97 | 48394.4 | 9545 | 0.5 | 5.75 | 210.3706 | 2294.76 | 3452.7488 | 3567.8113 | 49935.755 | 9538.125 | 0.5 | 5.75 | 237.7832 | 253.5002
December | 2247.8 | 3754.57 | 3790.57 | 49608.55 | 9565 | 0.5 | 5.75 | 238.3575 | [8 empty] | 2294.76 | 3452.7488 | 3567.8113 | 49935.755 | 9538.125 | 0.5 | 5.75 | 237.7832 | 253.5002
January | 2247.8 | 4027.78 | 3906.39 | 49608.55 | 9540 | 0.5 | 5.75 | 248.0144 | [8 empty] | 2294.76 | 3452.7488 | 3567.8113 | 49935.755 | 9538.125 | 0.5 | 5.75 | 237.7832 | 253.5002
February | 2247.8 | 4194.04 | 3973.95 | 50269.46 | 9550 | 0.5 | 5.75 | 253.834 | [8 empty] | 2294.76 | 3452.7488 | 3567.8113 | 49935.755 | 9538.125 | 0.5 | 5.75 | 237.7832 | 253.5002
March | 2247.8 | 4138.48 | 3909.37 | 50356.6 | 9560 | 0.5 | 5.75 | 254.6049 | [8 empty] | 2294.76 | 3452.7488 | 3567.8113 | 49935.755 | 9538.125 | 0.5 | 5.75 | 237.7832 | 253.5002
AVERAGE RATE FOR THE YEAR | [7 empty] | 255.8138 | [7 empty] | 232.608 | [7 empty] | 237.7832 | 253.5002

## T-13
Licencee : GRIDCO | [9 empty] | OERC | FORM TRT-13
TRANMISSION LOSS FOR PGCIL TRANSMISSION LINES
PERIOD- | 1 | ACTUALS FOR PREVIOUS YEAR
| 2 | ACTUALS/EXPECTED FOR THE CURRENT YEAR
| 3 | EXPECTED FOR ENSUING YEAR
Period 2016-17
TOTAL GRIDCO DRAWAL (Excluding Loss)
MONTHS | UNITS | FSTPS-I&II | FSTPS-III | KhSTPS-I | KhSTPS-II | TSTPS-I | TSTPS-II | Barh (ST-II) | CHUKHA | TALA | TEESTA | TOTAL EREB
Apr'16 | MU | 51.439 | 56.93 | 77.233 | 23.733 | 211.165 | 130.772 | 64.34 | 14.607 | 1.914 | 43.965 | 676.098
May'16 | MU | 112.383 | 52.36 | 69.161 | 20.341 | 217.976 | 134.144 | 83.471 | 15.838 | 5.877 | 53.646 | 765.197
Jun'16 | MU | 139.1 | 55.26 | 78.52 | 20.79 | 199.92 | 126.38 | 103.06 | 29.41 | 13.98 | 62.31 | 828.73
July'16 | MU | 139.028 | 56.058 | 81.68 | 16.302 | 219.498 | 137.11 | 120.419 | 46.378 | 27.207 | 71.882 | 915.562
Aug'16 | MU | 113.101 | 44.416 | 53.76 | 16.439 | 214.425 | 115.002 | 52.785 | 46.416 | 27.991 | 67.683 | 752.018
Sep'16 | MU | 126.208 | 54.934 | 60.263 | 20.061 | 204.707 | 97.252 | 38.038 | 45.767 | 27.554 | 74.385 | 749.169
Oct'16 | MU | 90.287 | 48.353 | 26.521 | 6.875 | 196.217 | 109.168 | 53.532 | 54.162 | 22.149 | 68.717 | 675.981
Nov'16 | MU | 109.897 | 50.884 | 40.854 | 10.507 | 155.252 | 110.769 | 85.086 | 28.032 | 8.101 | 32.104 | 631.486
Dec'16 | MU | 93.19 | 49.373 | 51.076 | 12.697 | 120.098 | 136.846 | 43.126 | 14.712 | 3.446 | 22.061 | 546.625
Jan'17 | MU | 83.844 | 43.731 | 42.847 | 7.527 | 214.301 | 137.884 | 32.05 | 7.18 | 0.906 | 16.598 | 586.868
Feb'17 | MU | 69.348 | 33.712 | 39.948 | 9.056 | 171.755 | 118.87 | 17.339 | 3.121 | 0.264 | 14.243 | 477.656
Mar'17 | MU | 81.902 | 35.724 | 55.63 | 14.453 | 191.794 | 130.974 | 47.752 | 6.548 | 1.181 | 23.866 | 589.824
TOTAL | MU | 1209.727 | 581.735 | 677.493 | 178.781 | 2317.108 | 1485.171 | 740.998 | 312.171 | 140.57 | 551.46 | 8195.214
TR.LOSS
MONTHS | UNITS | FSTPS-I&II | FSTPS-III | KhSTPS-I | KhSTPS-II | TSTPS-I | TSTPS-II | Barh (ST-II) | CHUKHA | TALA | TEESTA | TOTAL EREB | Avg TR. LOSS %
Apr'16 | MU | 1.188 | 1.315 | 1.784 | 0.548 | 4.878 | 3.021 | 1.486 | 0.337 | 0.044 | 1.016 | 15.617 | 2.23
May'16 | MU | 2.54 | 1.183 | 1.563 | 0.46 | 4.926 | 3.032 | 1.886 | 0.358 | 0.133 | 1.212 | 17.293 | 2.16
Jun'16 | MU | 3.07 | 1.22 | 1.74 | 0.46 | 4.42 | 2.79 | 2.28 | 0.65 | 0.31 | 1.38 | 18.32 | 2.12
July'16 | MU | 3.184 | 1.284 | 1.87 | 0.373 | 5.027 | 3.14 | 2.758 | 1.062 | 0.623 | 1.646 | 20.967 | 2.19
Aug'16 | MU | 2.319 | 0.911 | 1.102 | 0.337 | 4.396 | 2.358 | 1.082 | 0.952 | 0.574 | 1.388 | 15.419 | 2.04
Sep'16 | MU | 2.688 | 1.17 | 1.284 | 0.427 | 4.36 | 2.071 | 0.81 | 0.975 | 0.587 | 1.584 | 15.956 | 2.17
Oct'16 | MU | 2.004 | 1.073 | 0.589 | 0.153 | 4.356 | 2.424 | 1.188 | 1.202 | 0.492 | 1.526 | 15.007 | 2.19
Nov'16 | MU | 2.692 | 1.247 | 1.001 | 0.257 | 3.804 | 2.714 | 2.085 | 0.687 | 0.198 | 0.787 | 15.472 | 1.87
Dec'16 | MU | 2.283 | 1.21 | 1.251 | 0.311 | 2.942 | 3.353 | 1.057 | 0.36 | 0.084 | 0.54 | 13.391 | 2.37
Jan'17 | MU | 1.819 | 0.949 | 1.033 | 0.181 | 5.722 | 4.716 | 0.856 | 0.174 | 0.022 | 0.442 | 15.914 | 2.59
Feb'17 | MU | 1.505 | 0.732 | 0.951 | 0.216 | 4.586 | 4.065 | 0.468 | 0.076 | 0.006 | 0.345 | 12.95 | 2.61
Mar'17 | MU | 1.622 | 0.707 | 1.241 | 0.322 | 4.756 | 4.23 | 1.184 | 0.146 | 0.026 | 0.532 | 14.766 | 2.42
TOTAL | MU | 26.914 | 13.001 | 15.409 | 4.045 | 54.173 | 37.914 | 17.14 | 6.979 | 3.099 | 12.398 | 191.072 | 2.2467
TR.LOSS | % | 1.8833 | 1.8833 | 2.0142 | 2.0142 | 2.3517 | 2.9558 | 2.21 | 2.1383 | 2.1383 | 2.22 | 2.0983 | 2.2467
Based on GRIDCO drawal
| FSTPS-I&II | FSTPS-III | KhSTPS-I | KhSTPS-II | TSTPS-I | TSTPS-II | Barh (ST-II) | CHUKHA | TALA | TEESTA
Generation Schedule | 1209.727 | 581.735 | 677.493 | 178.781 | 2317.108 | 1485.171 | 740.998 | 312.171 | 140.57 | 551.46
Total Loss | 26.914 | 13.001 | 15.409 | 4.045 | 54.173 | 37.914 | 17.14 | 6.979 | 3.099 | 12.398
Toal Schedule after loss | 1182.813 | 568.734 | 662.084 | 174.736 | 2262.935 | 1447.257 | 723.858 | 305.192 | 137.471 | 539.062
Avg.% Loss | 2.2248 | 2.2349 | 2.2744 | 2.2625 | 2.338 | 2.5528 | 2.3131 | 2.2356 | 2.2046 | 2.2482
Period 2017-18
Licencee : GRIDCO | [9 empty] | OERC | FORM TRT-13
TRANMISSION LOSS FOR PGCIL TRANSMISSION LINES
PERIOD- | 1 | ACTUALS FOR PREVIOUS YEAR
| 2 | ACTUALS/EXPECTED FOR THE CURRENT YEAR
| 3 | EXPECTED FOR ENSUING YEAR
TOTAL GRIDCO DRAWAL (Excluding Loss)
MONTHS | UNITS | FSTPS-I&II | FSTPS-III | KhSTPS-I | KhSTPS-II | TSTPS-I | TSTPS-II | Barh (ST-II) | CHUKHA | TALA | TEESTA | TOTAL EREB
Apr'17 | MU | 77.791 | 45.663 | 79.755 | 21.235 | 182.152 | 123.872 | 78.234 | 20.247 | 2.747 | 45.856 | 677.552
May'17 | MU | 132.249 | 49.398 | 82.62 | 23.207 | 180.286 | 118.942 | 104.026 | 19.127 | 7.306 | 53.628 | 770.789
Jun'17 | MU | 48.7 | 15.77 | 34.95 | 12.4 | 176.18 | 124.44 | 23.4 | 27.89 | 12.96 | 69.08 | 545.77
July'17 | MU | 61.359 | 27.49 | 41.666 | 12.065 | 206.835 | 116.358 | 68.257 | 48.478 | 28.114 | 73.28 | 683.902
Aug'17 | MU | 95.107 | 44.853 | 75.284 | 24.568 | 213.411 | 102.139 | 90.721 | 47.07 | 28.252 | 73.28 | 794.685
Sep'17 | MU | 149.729 | 54.562 | 86.738 | 44.519 | 210.069 | 109.924 | 73.168 | 42.152 | 24.179 | 74.678 | 869.718
Oct'17 | MU | [10 empty] | 0
Nov'17 | MU | [10 empty] | 0
Dec'17 | MU | [10 empty] | 0
Jan'18 | MU | [10 empty] | 0
Feb'18 | MU | [10 empty] | 0
Mar'18 | MU | [10 empty] | 0
TOTAL | MU | 564.935 | 237.736 | 401.013 | 137.994 | 1168.933 | 695.675 | 437.806 | 204.964 | 103.558 | 389.802 | 4342.416
TR.LOSS
MONTHS | UNITS | FSTPS-I&II | FSTPS-III | KhSTPS-I | KhSTPS-II | TSTPS-I | TSTPS-II | Barh (ST-II) | CHUKHA | TALA | TEESTA | TOTAL EREB | Avg TR. LOSS %
Apr'17 | MU | 1.307 | 0.767 | 1.539 | 0.41 | 3.971 | 3.629 | 1.706 | 0.391 | 0.053 | 0.885 | 14.658 | 2.13
May'17 | MU | 1.375 | 0.514 | 0.859 | 0.241 | 2.326 | 2.426 | 1.082 | 0.247 | 0.094 | 0.692 | 9.856 | 2.06
Jun'17 | MU | 0.98 | 0.32 | 0.7 | 0.25 | 3.98 | 3.75 | 0.47 | 0.63 | 0.29 | 1.56 | 12.93 | 2.01
July'17 | MU | 1.233 | 0.553 | 0.837 | 0.242 | 4.674 | 3.502 | 1.372 | 1.096 | 0.635 | 1.656 | 15.8 | 2.24
Aug'17 | MU | 1.674 | 0.789 | 1.137 | 0.371 | 3.756 | 2.308 | 1.37 | 0.946 | 0.568 | 1.473 | 14.392 | 2.13
Sep'17 | MU | 2.635 | 0.96 | 1.31 | 0.672 | 3.697 | 2.484 | 1.105 | 0.847 | 0.486 | 1.501 | 15.697 | 1.82
Oct'17 | MU | [10 empty] | 0
Nov'17 | MU | [10 empty] | 0
Dec'17 | MU | [10 empty] | 0
Jan'18 | MU | [10 empty] | 0
Feb'18 | MU | [10 empty] | 0
Mar'18 | MU | [10 empty] | 0
TOTAL | MU | 9.204 | 3.903 | 6.382 | 2.186 | 22.404 | 18.099 | 7.105 | 4.157 | 2.126 | 7.767 | 83.333 | 2.065
TR.LOSS | % | 1.8333 | 1.8333 | 1.8273 | 1.8273 | 2.0767 | 2.78 | 1.8683 | 2.0833 | 2.0833 | 2.0833 |  | 2.065
Based on GRIDCO drawal
| FSTPS-I&II | FSTPS-III | KhSTPS-I | KhSTPS-II | TSTPS-I | TSTPS-II | Barh (ST-II) | CHUKHA | TALA | TEESTA | TOTAL EREB
Generation Schedule | 564.935 | 237.736 | 401.013 | 137.994 | 1168.933 | 695.675 | 437.806 | 204.964 | 103.558 | 389.802 | 4342.416
Total Loss | 9.204 | 3.903 | 6.382 | 2.186 | 22.404 | 18.099 | 7.105 | 4.157 | 2.126 | 7.767 | 83.333
Toal Schedule after loss | 555.731 | 233.833 | 394.631 | 135.808 | 1146.529 | 677.576 | 430.701 | 200.807 | 101.432 | 382.035 | 4259.083
% Loss | 1.6292 | 1.6417 | 1.5915 | 1.5841 | 1.9166 | 2.6016 | 1.6229 | 2.0282 | 2.053 | 1.9926 | 2.66

## TRT-19
Licencee: GRIDCO
SUMMERY OF DEVIATION/UNSCHEDULE INTERCHANGE (UI) | [6 empty] | FORM TRT-19
PERIOD- | 1 | ACTUALS FOR PREVIOUS YEAR
| 2 | ACTUALS/EXPECTED FOR THE CURRENT YEAR
| 3 | EXPECTED FOR ENSUING YEAR
MONTH | Schedule energy (MU) | Actual drawal (MU) |  | Over / Under drawal (MU) | Underdrwal in MU | UI Received (Rs Cr) | UI Paid (Rs Cr) | Net UI Received (Rs Cr) | 50.0< F >50.5 | 49.5< F >50.0 | 49.02< F >49.5 | Below 49.02
2012-04-05 | -784.7204 | -821.9547 |  | -37.2343 | 25.909 | 4.3985 |  | -8.0479 | [5 empty] | -37.235
2012-05-05 | -757.4424 | -765.3231 |  | -7.8806 | 36.19 | 7.9704 |  | -3.5104
2012-06-05 | -674.0956 | -675.2974 |  | -1.2019 | 45.398 | 17.9544 |  | 2.8149
2012-07-05 | -594.7418 | -660.5857 |  | -65.8439 | 21.687 | 8.1843 |  | -13.7942
2012-08-05 | -411.2021 | -459.5995 |  | -48.3974 | 24.006 | 3.9443 |  | -6.4037
2012-09-05 | -235.1566 | -259.3108 |  | -24.1542 | 16.393 | 3.7876 |  | 0.81183
2012-10-05 | -326.1082 | -339.0677 |  | -12.9596 | 8.157 | 4.216 |  | 3.9513
2012-11-05 | -445.1116 | -464.0178 |  | -18.9062 | 6.912 | 1.8338 |  | -1.1127
2012-12-05 | -524.4409 | -516.4544 |  | 7.9865 | 17.964 | 5.622 |  | 3.944
2013-01-05 | -463.5944 | -473.2754 |  | -9.681 | 10.044 | 4.5018 |  | 3.0518
2013-02-05 | -362.295 | -432.3091 |  | -70.0141 | 0 | 0.00985 |  | -6.2301
2013-03-05 | -438.6534 | -507.6586 |  | -69.0052 | 2.471 | 0.39831 |  | -7.2076
TOTAL | -6017.5624 | -6374.8542 |  | -357.2917 | 215.131 | 62.8212 |  | -31.7329
(-ve) means drawl by GRIDCO.
(+ve) means injection by GRIDCO.
MONTH | Schedule energy (MU) | Actual drawal (MU) | Over drawal (MU) | Underdrwal in MU | UI Received (Rs Cr) | UI Paid (Rs Cr) | Net Unscheduled (in MU) | Net UI Received (Rs Cr) | Excess drawal of energy(beyond schedule) during frequency above 50.5HZ (MU) | Less drawal of energy(beyond schedule) during frequency above 50.5HZ (MU) | Excess drawal of energy(beyond schedule) during frequency below 50.5HZ (MU) | Less drawal of energy (beyond schedule) during frequency below 50.5HZ (MU) | Above 50.2 (50.5) | 50.0< F >50.5 | 49.5< F >50.0 | 49.02< F >49.5 | Below 49.02
2016-04-05 | -714.3439 | -741.5587 | 28.3679 | 1.1531 | 0.052048 | 4.6081 | -27.2148 | -4.556 | [8 empty] | -23601.7589
2016-05-05 | -811.2588 | -843.5108 | 33.1924 | 0.9405 | 0.1696 | 1.9873 | -32.2519 | -1.8177 | [8 empty] | -34292.4712
2016-06-05 | -842.7715 | -881.1847 | 39.62 | 1.2068 | 0.020994 | 3.0587 | -38.4132 | -3.0797 | [8 empty] | -31829.7363
2016-07-05 | -820.3945 | -855.4064 | 37.4022 | 2.3903 | 0.2538 | 2.2708 | -35.012 | -2.017 | [8 empty] | -14647.8026
2016-08-05 | -631.856 | -636.0955 | 14.1374 | 9.8979 | 3.1625 | 2.1552 | -4.2395 | 1.0073 | [8 empty] | -428.3195
2016-09-05 | -605.2984 | -607.3812 | 16.217 | 14.1342 | 3.1787 | 1.5944 | -2.0828 | 1.5843 | [8 empty] | -147.3571
2016-10-05 | -547.0279 | -535.767 | 8.0549 | 19.1399 | 4.0052 | 0.71486 | 11.2609 | 4.7202 | [8 empty] | 588.3478
2016-11-05 | -599.1526 | -602.4439 | 21.6894 | 30.2 | 4.9874 | 6.5334 | -3.2913 | -1.6091 | [8 empty] | -108.9832
2016-12-05 | -571.7387 | -546.7825 | 24.9388 | 42.8351 | 7.1067 | 3.4895 | 24.9562 | 4.8867
2017-01-05 | -534.4279 | -526.9397 | 54.1337 | 32.9967 | 4.694 | 3.9143 | 7.4882 | 1.2844
2017-02-05 | -417.993 | -427.5925 | 57.7149 | 17.4819 | 3.0077 | 4.2641 | -9.5995 | -1.8535
2017-03-05 | -582.3026 | -578.1549 | 43.7121 | 27.6574 | 6.0064 | 3.6306 | 4.1477 | 3.2176
TOTAL | -7678.5658 | -7782.8177 | 379.1806 | 200.0337 | 36.6451 | 38.2212 | -104.2519 | 1.7675
(-ve) means drawl by GRIDCO.
(+ve) means injection by GRIDCO.
MONTH | Schedule energy (MU) | Actual drawal (MU) | Over drawal (MU) | Underdrwal in MU | UI Received (Rs Cr) | UI Paid (Rs Cr) | Net Unscheduled (in MU) | Net UI Received (Rs Cr) | Excess drawal of energy(beyond schedule) during frequency above 50.5HZ (MU) | Less drawal of energy(beyond schedule) during frequency above 50.5HZ (MU) | Excess drawal of energy(beyond schedule) during frequency below 50.5HZ (MU) | Less drawal of energy (beyond schedule) during frequency below 50.5HZ (MU) | Above 50.2 (50.5) | 50.0< F >50.5 | 49.5< F >50.0 | 49.02< F >49.5 | Below 49.02
2017-04-05 | -681.7834 | -699.2376 | 39.2264 | 21.7722 | 5.5142 | 5.4235 | -17.4542 | 1.0091 | [8 empty] | -801.673
2017-05-05 | -782.8112 | -811.3226 | 50.6974 | 22.186 | 5.8838 | 6.0102 | -28.5114 | -0.7683 | [8 empty] | -1285.1091
2017-06-05 | -507.2103 | -525.0298 | 38.8877 | 21.0682 | 4.0508 | 5.7441 | -17.8195 | -1.0068 | [8 empty] | -845.8018
2017-07-05 | -836.5249 | -859.1865 | 43.1145 | 20.4529 | 5.1677 | 6.2106 | -22.6616 | 0.65064 | [8 empty] | -1107.9866
2017-08-05 | -776.518 | -838.0389 | 78.6159 | 17.095 | 4.2789 | 12.7478 | -61.5209 | -9.8911 | [8 empty] | -3598.7616
2017-09-05 | -999.2278 | -1098.7581 | 106.7036 | 7.1733 | 2.3976 | 21.1032 | -99.5303 | -21.9449 | [8 empty] | -13875.0407
2017-10-05 | -1162.6464 | -1318.4724 | 159.0967 | 3.2706 | 1.041 | 37.1737 | -155.8261 | -44.3821 | [8 empty] | -47644.8582
2017-11-05 | [16 empty] | #DIV/0!
2017-12-05
2018-01-05
2018-02-05
2018-03-05
TOTAL | -5746.722 | -6150.0459 | 516.3422 | 113.0183 | 28.334 | 94.4131 | -403.324 | -76.3334
(-ve) means drawl by GRIDCO.
(+ve) means injection by GRIDCO.

## Sheet1
8414.54
0
30873
12857.67
39540.75
1000
5317.81
98003.77