## format contents
TARIFF GUIDELINES FOR GRIDCO
| ORIGINAL FORMAT |  |  | REVISED FORMAT
OERC FORM NO |  | SUBJECT | PAGE NO | ACTION TAKEN | TRT NO. | PAGE NO
1 | TECHNICAL
| TRT-1 | Generation plan as proposed by Generators | 1-3 | Revised | TRT-1 | .1-3
| TRT-2 | Schedule of maintenance of Generators | 4-5 | No change | TRT-2 | 4
| TRT-3 | Assessment of consumption | 6 | Deleted | -
| TRT-4 | Monthly Assessment of consumption | 7 | Revised | TRT-3 | 5
| TRT-5 | Assessment of Demand | 8 | Revised | TRT-4 | 6
| TRT-6 | Input to Orissa grid | 9 | Not related to GRIDCO. To be incorporate in OPTCL Format. | -
| TRT-7 | Output of EHT GRID S/S excluding Auto_transformers | 10
| TRT-8 | Calculation of transmission loss in EHT system | 11
| TRT-9 | Tariff for thermal station | 12-13 | One format for State Thermal station & another format for Central Thermal station. | TRT-6 & TRT- 9 | 8 &11
| TRT-10 | Tariff for OHPC | 14 | All the formats merged to one format. | TRT-5 | 7
| TRT-11 | Tariff for INDRAVATI | 15
| TRT-12 | Tariff for MACHHKUND | 16
| TRT-13 | Tariff for CHUKHA | 17 | Revised and also format for Teesta & Tala is included. | TRT-8 | 10
| TRT-14 | Tariff for CPPS | 18 | Revised and also format for renewable source is included. | TRT-7 | 9
| TRT-15 | Fuel price adjustment for thermal stations (Except CPPS) | 19-21 | Revised & new formula & Data as per CERC regulation is included. | TRT-10 | 12
| TRT-16 | Transmission tariff for PGCIL Transmission system | 22 | Revised | TRT-11 & TRT-12 | .13-14
| TRT-17 | Transmission charge & transmission loss for PGCIL Transmission lines | 23-24 | Revised | TRT-13 | 15
| TRT-18 | Income Tax for generators | 25 | All the formats merged to one format. | TRT-14 | 16
| TRT-19 | Water tax & cess for thermal stations (UI TRT) | 26
| TRT-20 | Calculation of least cost power purchase cost | 27-29 | All the formats merged to one format. | TRT-15 | 17
| TRT-21 | Power purchase at GRIDCO bus | 30
| TRT-22 | Abstract of least cost power procurement | 31
| TRT-23 | Expected Revenue from charges (Ensuing year) | 32 | Revised | TRT-16 | 18
| TRT-24 | Bulk supply tariff Revision proposal | 33 | Revised | TRT-17 | 19
| TRT-25 | Details of Trading & Export |  | No change | TRT-18 | 20
| TRT-26 | Summery of Unschedule Interchange |  | No change | TRT-19 | 21
2 | FINANCE
| TRF-1 | Information on Block Capital | 34
| TRF-2 | Project wise/Scheme wise Capital Expenditure | 35
| TRF-3 | Information on receipt & repayment of loan | 36
| TRF-4 | Cost of Power of GRIDCO | 37
| TRF-5 | Revenue requirement | 38
| TRF-6 | Calculation of clear profit for the ensuing FY | 39-40
| TRF-7 | Calculation of capital base and reasonable return for ensuing FY | 41
| TRF-8 | Proposed Charges, other than and in addition to the charges of tariff leviable for the purpose | 42
| TRF-9 | Statement of Sundry debtors & provision for bad & doubtful debt | 43
| TRF-10 | Information on Inventory | 44
| TRF-11 | Information on Cash and Bank Balance | 45
| TRF-12 | Statement of Share Capital | 46
| TRF-13 | Employees Cost | 47
| TRF-14 | Repair & Maintenance Expenses | 48
| TRF-15 | Admin. & General Expenses | 49
| TRF-16 | Consolidated report on secured/unsecured loan | 50
| TRF-17 | Consolidated report on capital work in progress | 51
| TRF-18 | Consolidated report on addition to fixed assets during the year | 52
| TRF-19 | Statements of assets not in use | 53
| TRF-20 | Statements of special appropriation permitted by appropriate authority | 54
| TRF-21 | Statement of Tariff/Dividend Control Reserve | 55
| TRF-22 | Statement of Contingency Reserve | 56
| TRF-23 | Statement of Fixed Assets & Depreciation | 57
| TRF-24 | Subsidy and Grants | 58
| TRF-25 | Balance Sheet | 59
| TRF-26 | Profit & Loss Account | 60
| TRF-27 | Additional Financial Information | 61
3 | PERFORMANCE DATA
| TRP-1 | Voltage Fluctuation | 62
| TRP-2 | Electrical Accidents | 63
| TRP-3 | Abstract of unscheduled trippings | 64
| TRP-4 | Frequency Excursion | 65
| TRP-5 | Failure of Transformers | 66
| TRP-6 | Information for Time of Day Tariff | 67
| TRP-7 | Interruptions | 68
| TRP-8 | Availability of transmission lines for power supply | 69
4 | TRANSMISSION LINES & GRID SUB-STATIONS
| TRL-1 | Informations required for transmission tariff | 70
| TRL-2 | Grid sub-stations | 71
| TRL-3 | Abstract of Grid sub-stations | 72
| TRL-4 | Details of transmission lines (400 kv) | 73
| TRL-5 | Details of transmission lines (220kv) | 74
| TRL-6 | Details of transmission lines (132 kv) | 75
| TRL-7 | Details of transmission lines (66 kv) | 76
| TRL-8 | Abstract of Transmission lines | 77
| TRL-9 | Abstract of Transmission lines & Grid sub-stations | 78

## Contents
TABLE OF CONTENTS FOR GRIDCO TARIFF GUIDE LINES
| Sheet No | OERC FORM NO | SUBJECT | PAGE NO
1 | TECHNICAL
| Sheet T-1 | TRT-1 | Generation plan as proposed by Generators | 1-3
| Sheet T-2 | TRT-2 | Schedule of maintenance of Generators | 4-5
| Sheet T-3 | TRT-3 | Assessment of consumption | 6
| Sheet T-4 | TRT-4 | Monthly Assessment of consumption | 7
| Sheet T-5 | TRT-5 | Assessment of Demand | 8
| Sheet T-6 | TRT-6 | Input to Orissa grid | 9
| Sheet T-7 | TRT-7 | Output of EHT GRID S/S excluding Auto_transformers | 10
| Sheet T-8 | TRT-8 | Calculation of transmission loss in EHT system | 11
| Sheet T-9 | TRT-9 | Tariff for thermal station | 12-13
| Sheet T-10 | TRT-10 | Tariff for OHPC | 14
| Sheet T-11 | TRT-11 | Tariff for INDRAVATI | 15
| Sheet T-12 | TRT-12 | Tariff for MACHHKUND | 16
| Sheet T-13 | TRT-13 | Tariff for CHUKHA | 17
| Sheet T-14 | TRT-14 | Tariff for CPPS | 18
| Sheet T-15 | TRT-15 | Fuel price adjustment for thermal stations (Except CPPS) | 19-21
| Sheet T-16 | TRT-16 | Transmission tariff for PGCIL Transmission system | 22
| Sheet T-17 | TRT-17 | Transmission charge & transmission loss for PGCIL Transmission lines | 23-24
| Sheet T-18 | TRT-18 | Income Tax for generators | 25
| Sheet T-19 | TRT-19 | Water tax & cess for thermal stations | 26
| Sheet T-20 | TRT-20 | Calculation of least cost power purchase cost | 27-29
| Sheet T-21 | TRT-21 | Power purchase at GRIDCO bus | 30
| Sheet T-22 | TRT-22 | Abstract of least cost power procurement | 31
| Sheet T-23 | TRT-23 | Expected Revenue from charges (Ensuing year) | 32
| Sheet T-24 | TRT-24 | Bulk supply tariff Revision proposal | 33
2 | FINANCE
| Sheet F-1 | TRF-1 | Information on Block Capital | 34
| Sheet F-2 | TRF-2 | Project wise/Scheme wise Capital Expenditure | 35
| Sheet F-3 | TRF-3 | Information on receipt & repayment of loan | 36
| Sheet F-4 | TRF-4 | Cost of Power of GRIDCO | 37
| Sheet F-5 | TRF-5 | Revenue requirement | 38
| Sheet F-6 | TRF-6 | Calculation of clear profit for the ensuing FY | 39-40
| Sheet F-7 | TRF-7 | Calculation of capital base and reasonable return for ensuing FY | 41
| Sheet F-8 | TRF-8 | Proposed Charges, other than and in addition to the charges of tariff leviable for the purpose | 42
| Sheet F-9 | TRF-9 | Statement of Sundry debtors & provision for bad & doubtful debt | 43
| Sheet F-10 | TRF-10 | Information on Inventory | 44
| Sheet F-11 | TRF-11 | Information on Cash and Bank Balance | 45
| Sheet F-12 | TRF-12 | Statement of Share Capital | 46
| SheetF-13 | TRF-13 | Employees Cost | 47
| Sheet F-14 | TRF-14 | Repair & Maintenance Expenses | 48
| Sheet F-15 | TRF-15 | Admin. & General Expenses | 49
| Sheet F-16 | TRF-16 | Consolidated report on secured/unsecured loan | 50
| Sheet F-17 | TRF-17 | Consolidated report on capital work in progress | 51
| Sheet F-18 | TRF-18 | Consolidated report on addition to fixed assets during the year | 52
| Sheet F-19 | TRF-19 | Statements of assets not in use | 53
| Sheet F-20 | TRF-20 | Statements of special appropriation permitted by appropriate authority | 54
| Sheet F-21 | TRF-21 | Statement of Tariff/Dividend Control Reserve | 55
| Sheet F-22 | TRF-22 | Statement of Contingency Reserve | 56
| Sheet F-23 | TRF-23 | Statement of Fixed Assets & Depreciation | 57
| Sheet F-24 | TRF-24 | Subsidy and Grants | 58
| Sheet F-25 | TRF-25 | Balance Sheet | 59
| Sheet F-26 | TRF-26 | Profit & Loss Account | 60
| Sheet F-27 | TRF-27 | Additional Financial Information | 61
3 | PERFORMANCE DATA
| Sheet P-1 | TRP-1 | Voltage Fluctuation | 62
| Sheet P-2 | TRP-2 | Electrical Accidents | 63
| Sheet P-3 | TRP-3 | Abstract of unscheduled trippings | 64
| Sheet P-4 | TRP-4 | Frequency Excursion | 65
| Sheet P-5 | TRP-5 | Failure of Transformers | 66
| Sheet P-6 | TRP-6 | Information for Time of Day Tariff | 67
| Sheet P-7 | TRP-7 | Interruptions | 68
| Sheet P-8 | TRP-8 | Availability of transmission lines for power supply | 69
4 | TRANSMISSION LINES & GRID SUB-STATIONS
| SheetTRL-1 | TRL-1 | Informations required for transmission tariff | 70
| SheetTRL-2 | TRL-2 | Grid sub-stations | 71
| SheetTRL-3 | TRL-3 | Abstract of Grid sub-stations | 72
| SheetTRL-4 | TRL-4 | Details of transmission lines (400 kv) | 73
| SheetTRL-5 | TRL-5 | Details of transmission lines (220kv) | 74
| SheetTRL-6 | TRL-6 | Details of transmission lines (132 kv) | 75
| SheetTRL-7 | TRL-7 | Details of transmission lines (66 kv) | 76
| SheetTRL-8 | TRL-8 | Abstract of Transmission lines | 77
| SheetTRL-9 | TRL-9 | Abstract of Transmission lines & Grid sub-stations | 78

## TRT-1
| Licencee GRIDCO | [13 empty] | OERC | FORM TRT-1
POWER PURCHASED FROM GENERATORS
| PERIOD- |  |  | 1 | ACTUALS FOR PREVIOUS YEAR
|  |  |  | 2 | ACTUALS FOR IST SIX MONTHS OF THE CURRENT YEAR
|  |  |  | 3 | EXPECTED FOR LAST SIX MONTHS OF THE CURRENT YEAR
|  |  |  | 4 | EXPECTED FOR ENSUING YEAR (Projection/Generation Plan Submitted by Generator)
SL.NO | GENERATING STATION | Installed capacity (MW) | Unit Size & No of Units | Unit | APRIL | MAY | JUNE | JULY | AUGUST | SEPTEMBER | OCTOBER | NOVEMBER | DECEMBER | JANUARY | FEBRUARY | MARCH | TOTAL | AVERAGE | MAXIMUM
| STATE HYDRO STATION |  |  | DAYS | 30 | 31 | 30 | 31 | 31 | 30 | 31 | 30 | 31 | 31 | 28 | 31 | 365
ENERGY AVAILABLE FROM OHPC
1 | HIRAKUD |  | 2017-18 | MU | 23.192 | 25.681 | 47.68 | 81.928 | 94.442 | 114.185 | 102.635 | 28.973 | 14.172 | 13.393 | 15.727 | 22.294 | 584.302 | 48.6918 | 114.185
|  |  | 2018-19 |  | 22.495 | 24.597 | 38.93 | 41.291 | 52.617 | 55.063 | 52.47 | 21.78 | 14.85 | 14.85 | 12.87 | 25.74 | 377.553 | 31.4627 | 55.063
|  |  | 2019-20 |  | 35.64 | 42.57 | 36.63 | 110.88 | 110.88 | 106.92 | 96.03 | 43.56 | 27.72 | 17.82 | 19.8 | 25.74 | 657.59 | 54.7992 | 110.88
2 | CHIPLIMA |  | 2017-18 | MU | 16.485 | 12.956 | 15.3 | 16.4 | 32.5 | 30.992 | 28.165 | 17.145 | 9.311 | 10.033 | 10.074 | 15.153 | 214.514 | 17.8762 | 32.5
|  |  | 2018-19 |  | 14.706 | 16.334 | 22.79 | 19.736 | 5.136 | 13.807 | 14.85 | 13.86 | 6.93 | 6.93 | 6.93 | 18.81 | 160.819 | 13.4016 | 22.79
|  |  | 2019-20 |  | 28.71 | 33.66 | 28.71 | 40.59 | 44.55 | 39.6 | 40.59 | 28.71 | 18.81 | 11.88 | 12.87 | 17.82 | 346.5 | 28.875 | 44.55
3 | BALIMELA |  | 2017-18 | MU | 176.189 | 205.045 | 195.21 | 183.856 | 164.523 | 169.013 | 101.429 | 56.946 | 45.741 | 43.05 | 40.598 | 66.208 | 1447.808 | 120.6507 | 205.045
|  |  | 2018-19 |  | 130.626 | 187.48 | 158.09 | 136.781 | 174.961 | 192.471 | 201.96 | 106.92 | 36.63 | 147.51 | 166.32 | 220.77 | 1860.519 | 155.0433 | 220.77
|  |  | 2019-20 |  | 142.56 | 184.14 | 71.28 | 121.77 | 126.72 | 125.73 | 95.04 | 74.25 | 64.35 | 53.46 | 41.58 | 72.27 | 1173.15 | 97.7625 | 184.14
4 | U.KOLAB |  | 2017-18 | MU | 84.873 | 78.994 | 64.18 | 71.487 | 63.578 | 55.026 | 46.463 | 25.963 | 20.456 | 43.783 | 49.361 | 52.961 | 657.125 | 54.7604 | 84.873
|  |  | 2018-19 |  | 54.897 | 65.284 | 59.85 | 44.43 | 84.556 | 153.039 | 138.6 | 57.42 | 73.26 | 73.26 | 66.33 | 73.26 | 944.186 | 78.6822 | 153.039
|  |  | 2019-20 |  | 85.14 | 88.11 | 60.39 | 64.35 | 147.51 | 59.4 | 56.43 | 33.66 | 20.79 | 44.55 | 55.44 | 64.35 | 780.12 | 65.01 | 147.51
5 | RENGALI |  | 2017-18 | MU | 27.343 | 107.14 | 74.8 | 92.937 | 125.539 | 102.93 | 87.712 | 17.621 | 12.173 | 13.285 | 18.739 | 57.883 | 738.102 | 61.5085 | 125.539
|  |  | 2018-19 |  | 45.12 | 75.479 | 39.22 | 62.017 | 143.255 | 175.996 | 104.94 | 28.71 | 14.85 | 29.7 | 26.73 | 29.7 | 775.717 | 64.6431 | 175.996
|  |  | 2019-20 |  | 35.64 | 36.63 | 13.86 | 82.17 | 148.5 | 140.58 | 78.21 | 34.65 | 26.73 | 16.83 | 15.84 | 33.66 | 663.3 | 55.275 | 148.5
5589.615
| Sub Total |  | 2017-18 | MU | 328.082 | 429.816 | 397.17 | 446.608 | 480.582 | 472.146 | 366.404 | 146.648 | 101.853 | 123.544 | 134.499 | 214.499 | 3641.851 | 303.4876 | 480.582
|  |  | 2018-19 |  | 267.844 | 369.174 | 318.88 | 304.255 | 460.525 | 590.376 | 512.82 | 228.69 | 146.52 | 272.25 | 279.18 | 368.28 | 4118.794 | 343.2328 | 590.376
|  |  | 2019-20 |  | 327.69 | 385.11 | 210.87 | 419.76 | 578.16 | 472.23 | 366.3 | 214.83 | 158.4 | 144.54 | 145.53 | 213.84 | 3620.66 | 301.7217 | 578.16
6 | INDRAVATI |  | 2017-18 | MU | 207.772 | 165.754 | 162.84 | 184.635 | 192.033 | 190.793 | 141.684 | 87.737 | 64.829 | 82.985 | 107.697 | 119.277 | 1708.036 | 142.3363 | 207.772
|  |  | 2018-19 |  | 128.449 | 182.55 | 130.83 | 64.414 | 172.092 | 373.38 | 349.47 | 182.16 | 21.78 | 147.51 | 166.32 | 184.14 | 2103.095 | 175.2579 | 373.38
|  |  | 2019-20 |  | 213.84 | 220.77 | 129.69 | 181.17 | 220.77 | 248.49 | 181.17 | 142.56 | 48.51 | 94.05 | 120.78 | 148.5 | 1950.3 | 162.525 | 248.49
7 | MACHHKUND |  | 2017-18 | MU | 32.325 | 29.078 | 19.51 | 15.056 | 24.448 | 18.135 | 16.51 | 8.7 | 18.613 | 19.62 | 17.431 | 20.302 | 239.728 | 19.9773 | 32.325
|  |  | 2018-19 |  | 16.943 | 22.424 | 19.69 | 20.894 | 23.507 | 20.039 | 23.1667 | 23.1667 | 23.1667 | 23.1667 | 23.1667 | 23.1667 | 262.497 | 21.8747 | 23.507
|  |  | 2019-20 |  | 21.875 | 21.875 | 21.875 | 21.875 | 21.875 | 21.875 | 21.875 | 21.875 | 21.875 | 21.875 | 21.875 | 21.875 | 262.5 | 21.875 | 21.875
| TOTAL OHPC |  | 2017-18 | MU | 568.179 | 624.648 | 579.52 | 646.299 | 697.063 | 681.074 | 524.598 | 243.085 | 185.295 | 226.149 | 259.627 | 354.078 | 5589.615 | 465.8012 | 697.063
|  |  | 2018-19 |  | 413.236 | 574.148 | 469.4 | 389.563 | 656.124 | 983.795 | 885.4567 | 434.0167 | 191.4667 | 442.9267 | 468.6667 | 575.5867 | 6484.386 | 540.3655 | 983.795
|  |  | 2019-20 |  | 563.405 | 627.755 | 362.435 | 622.805 | 820.805 | 742.595 | 569.345 | 379.265 | 228.785 | 260.465 | 288.185 | 384.215 | 5833.46 | 486.1217 | 820.805
RESERVOIR HEAD ON FIRST DAY OF THE MONTH
| HIRAKUD |  | 2017-18 | FEET | 611.91 | 602.87 | 598.39 | 607.04 | 619.45 | 630 | 629.29 | 628.08 | 626.97 | 624.02 | 621.1 | 616.67
|  |  | 2018-19 |  | 611.17 | 606.41 | 600.79 | 610.93
2019-20
| CHIPLIMA |  | 2017-18 | FEET
2018-19
2019-20
| BALIMELA |  | 2017-18 | FEET | 1478.4 | 1476.7 | 1457.6 | 1473.2 | 1480.1 | 1479.5 | 1486.6 | 1483.9 | 1479.2 | 1467.8 | 1459 | 1456.5
|  |  | 2018-19 |  | 1453.3 | 1449.7 | 1448.1 | 1478.2
2019-20
| U.KOLAB |  | 2017-18 | METRES | 851.51 | 849.47 | 848.47 | 850.24 | 851.67 | 852.6 | 854.06 | 853.98 | 853.79 | 853.05 | 852.03 | 850.74
|  |  | 2018-19 |  | 849.53 | 847.77 | 845.86 | 850.58
2019-20
| RENGALI |  | 2017-18 | METRES | 120.02 | 111.36 | 110.33 | 116.5 | 120.9 | 122.93 | 123.26 | 123 | 122.68 | 122.25 | 121.67 | 119.69
|  |  | 2018-19 |  | 117.88 | 113.86 | 111.09 | 116.21
2019-20
| INDRAVATI |  | 2017-18 | METRES | 632.45 | 630.2 | 629.04 | 632.8 | 635.14 | 635.97 | 636.44 | 636.12 | 635.9 | 635.24 | 634.12 | 632.65
|  |  | 2018-19 |  | 631.22 | 628.83 | 626.98 | 634.64
2019-20
| MACHHKUND |  | 2017-18 | FEET | 2714.6 | 2705.6 | 2707.5 | 2725.9 | 2735.5 | 2744.8 | 2748.85 | 2748.85 | 2747.45 | 2745.95 | 2744.35 | 2736.7
|  |  | 2018-19 |  | 2724.8 | 2712.6 | 2704.4 | 2728.5
2019-20
STATE THERMAL STATIONS
8 | IBTPS (OPGC - I & II)
| NET ENERGY AVAILABLE |  | 2017-18 | MU | 225.645 | 236.011 | 262.79 | 246.843 | 139.249 | 104.537 | 206.157 | 146.206 | 231.108 | 224.158 | 240.313 | 253.271 | 2516.288 | 209.6907 | 262.79
|  |  | 2018-19 |  | 230.597 | 260.64 | 219.76 | 169.084 | 201.108 | 238.26 | 219.9083 | 219.9083 | 219.9083 | 219.9083 | 219.9083 | 219.9083 | 2638.899 | 219.9082 | 260.64
|  |  | 2019-20 |  | 238.4667 | 238.4667 | 238.4667 | 238.4667 | 238.4667 | 238.4667 | 238.4667 | 238.4667 | 238.4667 | 238.4667 | 238.4667 | 238.4667 | 2861.6 | 238.4667 | 238.4667
| PAFM (Plant Availability Factor) |  | 2017-18 | % | 82.45 | 83.46 | 96.02 | 87.29 | 49.24 | 38.41 | 72.9 | 53.42 | 81.72 | 79.27 | 94.08 | 89.78
|  |  | 2018-19 |  | 84.26 | 92.17 | 80.3 | 60.04 | 71.16 | 87.06 | 89.11 | 83.85 | 76.9128 | 76.9128 | 85.1534 | 76.9128
|  |  | 2019-20 |  | 85.47 | 85.47 | 85.47 | 85.47 | 85.47 | 85.47 | 85.47 | 85.47 | 85.47 | 85.47 | 85.47 | 85.47
IBTPS (OPGC - III & IV)
| NET ENERGY AVAILABLE |  | 2017-18 | MU | [12 empty] | 0 | 0 | 0
|  |  | 2018-19 | [13 empty] | 0 | 0 | 0
|  |  | 2019-20 |  | 381.2483 | 381.2483 | 381.2483 | 381.2483 | 381.2483 | 381.2483 | 381.2483 | 381.2483 | 381.2483 | 381.2483 | 381.2483 | 381.2483 | 4574.98 | 381.2483 | 381.2483
| PAFM (Plant Availability Factor) |  | 2017-18 | %
2018-19
|  |  | 2019-20 |  | 83.95 | 83.95 | 83.95 | 83.95 | 83.95 | 83.95 | 83.95 | 83.95 | 83.95 | 83.95 | 83.95 | 83.95
9 | TTPS (NTPC)
| NET ENERGY AVAILABLE |  | 2017-18 | MU | 276.102 | 300.673 | 279.29 | 295.369 | 289.968 | 246.108 | 232.268 | 274.292 | 304.423 | 290.447 | 278.449 | 311.298 | 3378.687 | 281.5573 | 311.298
|  |  | 2018-19 |  | 293.072 | 304.718 | 264.28 | 259.282 | 262.775 | 209.704 | 265.6383 | 265.6383 | 265.6383 | 265.6383 | 265.6383 | 265.6383 | 3187.661 | 265.6384 | 304.718
|  |  | 2019-20 |  | 287.5277 | 297.1167 | 279.7949 | 270.0519 | 273.9183 | 240.2717 | 249.8572 | 287.5313 | 297.1167 | 297.1167 | 258.6192 | 297.1132 | 3336.0355 | 278.003 | 297.1167
| PAFM (Plant Availability Factor) |  | 2017-18 | % | 93.144 | 98.193 | 94.219 | 96.429 | 94.666 | 83.025 | 75.83 | 9.534 | 88.9502 | 84.8665 | 90.078 | 90.959
|  |  | 2018-19 |  | 98.87 | 99.48 | 89.16 | 84.65 | 85.79 | 70.75 | 74.8 | 89.92 | 93.61 | 93.61 | 93.61 | 93.61
|  |  | 2019-20 |  | 92.25 | 92.25 | 92.25 | 92.25 | 92.25 | 92.25 | 92.25 | 92.25 | 92.25 | 92.25 | 92.25 | 92.25
IPPs (Vedanta limited)
10
| Total Net Generation |  | 2017-18 | MU | 836.07 | 745.29 | 864.5 | 695.55 | 884.92 | 715.15 | 682.96 | 913.45 | 923.41 | 1000.37 | 776.3 | 941.99 | 9979.96
|  |  | 2018-19 |  | 1019.91 | 758.21 | 692.1 | 994.69 | 673.08 | 813.42 | 612.34 | [5 empty] | 5563.75
|  |  | 2019-20 | [13 empty] | 0
| Odisha Share |  | 2017-18 | % | 30 | 30 | 30 | 30 | 30 | 30 | 30 | 30 | 30 | 30 | 30 | 30
|  |  | 2018-19 |  | 30 | 30 | 30 | 30 | 30 | 30 | 30 | 30 | 30 | 30 | 30 | 30
|  |  | 2019-20 |  | 30 | 30 | 30 | 30 | 30 | 30 | 30 | 30 | 30 | 30 | 30 | 30
Note:- 25% at Full Cost & 5% at Variable Cost
| NET ENERGY AVAILABLE TO ODISHA |  | 2017-18 | MU | 233.611 | 121.711 | 179.32 | 9.807 | 49.673 | 2.416 | 0 | 33.686 | 14.617 | 151.911 | 97.023 | 134.102 | 1027.877 | 85.6564 | 233.611
|  |  | 2018-19 |  | 62.691 | 7.291 | 11.4 | 64.086 | 28.603 | 22.938 | 32.835 | 32.835 | 32.835 | 32.835 | 32.835 | 32.835 | 394.019 | 32.8349 | 64.086
|  |  | 2019-20 |  | 175 | 175 | 175 | 175 | 175 | 175 | 175 | 175 | 175 | 175 | 175 | 175 | 2100 | 175 | 175
11 | (B) GMR
| Total Net Generation |  | 2017-18 | MU | 548.57 | 458.46 | 375.61 | 431.48 | 464.42 | 360.7 | 348.8 | 455.49 | 357.35 | 378.57 | 403.08 | 579.04 | 5161.57
|  |  | 2018-19 |  | 601 | 591.68 | 552.26 | 492.24 | 448.76 | 492.81 | 519.55 | 535.96 |  |  |  |  | 4234.26
|  |  | 2019-20 | [13 empty] | 0
| Odisha Share |  | 2017-18 | % | 25 | 25 | 25 | 25 | 25 | 25 | 25 | 25 | 25 | 25 | 25 | 25
|  |  | 2018-19 |  | 25 | 25 | 25 | 25 | 25 | 25 | 25 | 25 | 25 | 25 | 25 | 25
|  |  | 2019-20 |  | 25 | 25 | 25 | 25 | 25 | 25 | 25 | 25 | 25 | 25 | 25 | 25
Note:- 25% at Full Cost & generation beyond 80% at Variable Cost
| NET ENERGY AVAILABLE TO ODISHA |  | 2017-18 | MU | 126.244 | 115.573 | 98.92 | 128.008 | 153.579 | 147.826 | 145.499 | 72.888 | 120.155 | 148.328 | 98.302 | 132.177 | 1487.499 | 123.9583 | 153.579
|  |  | 2018-19 |  | 173.098 | 155.261 | 158.33 | 166.803 | 178.587 | 117.825 | 158.3167 | 158.3167 | 158.3167 | 158.3167 | 158.3167 | 158.3167 | 1899.804 | 158.317 | 178.587
|  |  | 2019-20 |  | 184.81 | 184.81 | 184.81 | 184.81 | 184.81 | 184.81 | 184.81 | 184.81 | 184.81 | 184.81 | 184.81 | 184.81 | 2217.72 | 184.81 | 184.81
(C )JITPL
| Total Net Generation |  | 2017-18 | MU | 284.97 | 302.9 | 310.61 | 258.48 | 263.51 | 241.48 | 319.63 | 296.82 | 290.62 | 317.46 | 299.19 | 510.2 | 3695.87 | 307.9892 | 510.2
|  |  | 2018-19 |  | 491.8 | 348.18 | 338.6 | 324.47 | 275.74 | 288.23 | 302.64 | 267.2 |  |  |  |  | 2636.86
|  |  | 2019-20 | [13 empty] | 0
| Odisha Share |  | 2017-18 | % | 12% | 12% | 12% | 12% | 12% | 12% | 12% | 12% | 12% | 12% | 12% | 12%
|  |  | 2018-19 |  | 12% | 12% | 12% | 12% | 12% | 12% | 12% | 12% | 12% | 12% | 12% | 12%
|  |  | 2019-20 |  | 12% | 12% | 12% | 12% | 12% | 12% | 12% | 12% | 12% | 12% | 12% | 12%
12% if coal blocks not allocated within the State & 14% if coal block is allocated within the State at Variable Cost
| NET ENERGY AVAILABLE TO ODISHA |  | 2017-18 | MU | 14.832 | 0.397 | 17.81 | 18.436 | 18.444 | 17.863 | 24.664 | 20.067 | 22.247 | 21.984 | 19.283 | 54.615 | 250.642 | 20.8868 | 54.615
|  |  | 2018-19 |  | 57.469 | 40.521 | 39.62 | 39.004 | 27.464 | 15.502 | 36.5967 | 36.5967 | 36.5967 | 36.5967 | 36.5967 | 36.5967 | 439.16 | 36.5967 | 57.469
|  |  | 2019-20 |  | 37.7892 | 37.7892 | 37.7892 | 37.7892 | 37.7892 | 37.7892 | 37.7892 | 37.7892 | 37.7892 | 37.7892 | 37.7892 | 37.7892 | 453.47 | 37.7892 | 37.7892
(D) NBVL
| Total Net Generation |  | 2017-18 | MU | 0 | 0 | 0 | 0 | 0 | 0 | 0 | 0 | 0 | 0 | 0 | 0 | 0 | 0 | 0
|  |  | 2018-19 |  | 0 | 0 | 0 | 0 | 0 | [7 empty] | 0 | 0 | 0
2019-20
| Odisha Share |  | 2017-18 | %
2018-19
2019-20
| NET ENERGY AVAILABLE TO ODISHA |  | 2017-18 | MU | 0 | 0 | 0 | 0 | 0 | 0 | 0 | 0 | 0 | 0 | 0 | 0
|  |  | 2018-19 |  | 0 | 0 | 0 | 0 | 0 | 0 | 0 | 0 | 0 | 0 | 0 | 0
|  |  | 2019-20 | [14 empty] | 0 | 0
(E) Ind Bahrat Energy Limited
| Total Net Generation |  | 2017-18 | MU | [12 empty] | 0 | 0 | 0
|  |  | 2018-19 | [13 empty] | 0 | 0 | 0
2019-20
| Odisha Share |  | 2017-18 | %
2018-19
2019-20
| NET ENERGY AVAILABLE TO ODISHA |  | 2017-18 | MU | 0 | 0 | 0 | 0 | 0 | 0 | 0 | 0 | 0 | 0 | 0 | 0 | 0
|  |  | 2018-19 |  | 0 | 0 | 0 | 0 | 0 | 0 | 0 | 0 | 0 | 0 | 0 | 0 | 0
|  |  | 2019-20 | [13 empty] | 0 | 0 | 0
| NET ENERGY AVAILABLE TO ODISHA (IPPS) |  | 2017-18 | MU | 1669.61 | 1506.65 | 1550.72 | 1385.51 | 1612.85 | 1317.33 | 1351.39 | 1665.76 | 1571.38 | 1696.4 | 1478.57 | 2031.23 | 18837.4 | 1569.7833 | 2031.23
|  |  | 2018-19 |  | 2112.71 | 1698.07 | 1582.96 | 1811.4 | 1397.58 | 1594.46 | 1434.53 | 803.16 | 0 | 0 | 0 | 0 | 12434.87 | 1036.2392 | 2112.71
|  |  | 2019-20 |  | 0 | 0 | 0 | 0 | 0 | 0 | 0 | 0 | 0 | 0 | 0 | 0 | 0 | 0 | 0
| PAF (Plant Availability Factor) |  |  | %
2017-18
|  |  | 2018-19 | [15 empty] | 0
2019-20
TOTALSTATE
| ENERGY AVAILABLE |  | 2017-18 | MU | 374.687 | 237.681 | 296.05 | 156.251 | 221.696 | 168.105 | 170.163 | 126.641 | 157.019 | 322.223 | 214.608 | 320.894 | 2766.018 | 230.5015 | 374.687
|  |  | 2018-19 |  | 293.258 | 203.073 | 209.35 | 269.893 | 234.654 | 156.265 | 227.7483 | 227.7483 | 227.7483 | 227.7483 | 227.7483 | 227.7483 | 2732.983 | 227.7486 | 293.258
|  |  | 2019-20 |  | 397.5992 | 397.5992 | 397.5992 | 397.5992 | 397.5992 | 397.5992 | 397.5992 | 397.5992 | 397.5992 | 397.5992 | 397.5992 | 397.5992 | 4771.19 | 397.5992 | 397.5992
CENTRAL SECTOR STATIONS
13 | FSTPS (Stage - I &II)
| Net energy available for Shairing |  | 2017-18 | MU | 555.0006 | 854.0891 | 748.6568 | 769.5106 | 759.4597 | 839.7564 | 725.3604 | 885.4381 | 927.4185 | 903.1062 | 891.5216 | 748.3306 | 9607.6485 | 800.6374 | 927.4185
|  |  | 2018-19 |  | 525.6546 | 0 | 0 | 916.1927 | 854.5726 | 971.2443 | 976.23 | 1008.2935 | 928.5658 | 928.5658 | 928.5658 | 928.5658 | 8966.4511 | 747.2043 | 1008.2935
|  |  | 2019-20 |  | 928.5658 | 928.5658 | 928.5658 | 928.5658 | 928.5658 | 928.5658 | 928.5658 | 928.5658 | 928.5658 | 928.5658 | 928.5658 | 928.5658 | 11142.7901 | 928.5658 | 928.5658
| Odisha Share |  | 2017-18 | % | 13.81 | 13.81 | 13.81 | 13.81 | 13.81 | 13.81 | 13.81 | 13.81 | 13.81 | 13.81 | 13.81 | 13.81
|  |  | 2018-19 |  | 14.184 | 14.184 | 14.184 | 14.184 | 14.184 | 14.184 | 14.184 | 14.184 | 14.184 | 14.184 | 14.184 | 14.184
|  |  | 2019-20 |  | 14.1836 | 14.1836 | 14.1836 | 14.1836 | 14.1836 | 14.1836 | 14.1836 | 14.1836 | 14.1836 | 14.1836 | 14.1836 | 14.1836
| Odisha Share |  | 2017-18 | MU | 76.6456 | 117.9497 | 103.3895 | 106.2694 | 104.8814 | 115.9704 | 100.1723 | 122.279 | 128.0765 | 124.719 | 123.1191 | 103.3445 | 1326.8163 | 110.568 | 128.0765
|  |  | 2018-19 |  | 74.5589 | 0 | 0 | 129.9528 | 121.2126 | 137.7613 | 54.134 | 89.99 | 131.7078 | 131.7078 | 131.7078 | 131.7078 | 1134.4406 | 94.5367 | 137.7613
|  |  | 2019-20 |  | 131.7037 | 131.7037 | 131.7037 | 131.7037 | 131.7037 | 131.7037 | 131.7037 | 131.7037 | 131.7037 | 131.7037 | 131.7037 | 131.7037 | 1580.4443 | 131.7037 | 131.7037
| Actual Odisha drawal |  | 2017-18 | MU | 76.484 | 130.874 | 47.73 | 60.125 | 93.433 | 147.093 | 140.314 | 164.742 | 143.166 | 111.597 | 120.629 | 106.858 | 1343.045 | 111.9204 | 164.742
|  |  | 2018-19 |  | 70.805 | 109.891 | 142.01 | 143.096 | 119.904 | 117.76 | 117.245 | 117.245 | 117.245 | 117.245 | 117.245 | 117.245 | 1406.936 | 117.2447 | 143.096
|  |  | 2019-20 |  | 129.0916 | 129.0916 | 129.0916 | 129.0916 | 129.0916 | 129.0916 | 129.0916 | 129.0916 | 129.0916 | 129.0916 | 129.0916 | 129.0916 | 1549.0994 | 129.0916 | 129.0916
| PAF Plant Availability Factor) |  | 2017-18 | % | 57.53 | 73.91 | 79.46 | 83.77 | 83.08 | 83 | 81.28 | 82.07 | 83.34 | 84.2 | 84.99 | 83.57
|  |  | 2018-19 |  | 51.025 | 0 | 0 | 76.724 | 77.59 | 80.507 | 0 | 82.8222 | 85 | 85 | 85 | 85
|  |  | 2019-20 |  | 85 | 85 | 85 | 85 | 85 | 85 | 85 | 85 | 85 | 85 | 85 | 85
14 | FSTPS (Stage - III)
| Net energy available for Shairing |  | 2017-18 | MU | 253.5084 | 283.9914 | 212.5032 | 214.7362 | 244.6313 | 252.1351 | 214.8531 | 204.3826 | 263.8819 | 214.6925 | 245.9541 | 305.0406 | 2910.3106 | 242.5259 | 305.0406
|  |  | 2018-19 |  | 291.0895 | 0 | 0 | 283.2113 | 303.8068 | 294.0294 | 232.7172 | 232.7172 | 290.0838 | 290.0838 | 290.0838 | 290.0838 | 2797.9064 | 233.1589 | 303.8068
|  |  | 2019-20 |  | 292.4106 | 292.4106 | 292.4106 | 292.4106 | 292.4106 | 292.4106 | 292.4106 | 292.4106 | 292.4106 | 292.4106 | 292.4106 | 292.4106 | 3508.9275 | 292.4106 | 292.4106
| Odisha Share |  | 2017-18 | % | 19.85 | 19.85 | 19.85 | 19.85 | 19.85 | 19.85 | 19.85 | 19.85 | 19.85 | 19.85 | 19.85 | 19.85
|  |  | 2018-19 |  | 17.15 | 17.15 | 17.15 | 17.15 | 17.15 | 17.15 | 17.15 | 17.15 | 17.15 | 17.15 | 17.15 | 17.15
|  |  | 2019-20 |  | 17.1498 | 17.1498 | 17.1498 | 17.1498 | 17.1498 | 17.1498 | 17.1498 | 17.1498 | 17.1498 | 17.1498 | 17.1498 | 17.1498
| Odisha Share |  | 2017-18 | MU | 50.3214 | 56.3723 | 42.1819 | 42.6251 | 48.5593 | 50.0488 | 42.6483 | 40.57 | 52.3806 | 42.6165 | 48.8219 | 60.5506 | 577.6966 | 48.1414 | 60.5506
|  |  | 2018-19 |  | 49.9219 | 0 | 0 | 48.5707 | 52.1029 | 50.426 | 39.911 | 39.911 | 49.7494 | 49.7494 | 49.7494 | 49.7494 | 479.8409 | 39.9867 | 52.1029
|  |  | 2019-20 |  | 50.1477 | 50.1477 | 50.1477 | 50.1477 | 50.1477 | 50.1477 | 50.1477 | 50.1477 | 50.1477 | 50.1477 | 50.1477 | 50.1477 | 601.7724 | 50.1477 | 50.1477
| Actual Odisha drawal |  | 2017-18 | MU | 44.896 | 48.884 | 15.46 | 26.938 | 44.063 | 53.602 | 46.124 | 46.103 | 49.919 | 27.848 | 39.468 | 52.524 | 495.829 | 41.3191 | 53.602
|  |  | 2018-19 |  | 47.866 | 52.977 | 44.53 | 53.527 | 50.918 | 39.211 | 48.1717 | 48.1717 | 48.1717 | 48.1717 | 48.1717 | 48.1717 | 578.059 | 48.1716 | 53.527
|  |  | 2019-20 |  | 49.1531 | 49.1531 | 49.1531 | 49.1531 | 49.1531 | 49.1531 | 49.1531 | 49.1531 | 49.1531 | 49.1531 | 49.1531 | 49.1531 | 589.8374 | 49.1531 | 49.1531
| PAF (Plant Availability Factor) |  | 2017-18 | % | 97.39 | 97.76 | 95.88 | 96.98 | 96.8 | 94.79 | 90.59 | 87.45 | 87.44 | 85.47 | 85.24 | 85.58
15 |  |  | 2018-19 |  | 93.921 | 0 | 0 | 89.088 | 89.892 | 90.528 | 0 | 82.822 | 85 | 85 | 85 | 85
|  |  | 2019-20 |  | 85 | 85 | 85 | 85 | 85 | 85 | 85 | 85 | 85 | 85 | 85 | 85
TSTPS (Stage - I)
| Net energy available for Shairing |  | 2017-18 | MU | 561.7979 | 546.8121 | 585.7762 | 619.2653 | 661.4155 | 647.99 | 648.214 | 529.2919 | 337.3128 | 597.5977 | 621.378 | 690.8067 | 7047.6583 | 587.3049 | 690.8067
|  |  | 2018-19 |  | 611.3775 | 0 | 0 | 564.164 | 558.1119 | 549.1334 | 0 | 536.5537 | 580.1675 | 580.1675 | 580.1675 | 580.1675 | 5140.0105 | 428.3342 | 611.3775
|  |  | 2019-20 |  | 584.8213 | 584.8213 | 584.8213 | 584.8213 | 584.8213 | 584.8213 | 584.8213 | 584.8213 | 584.8213 | 584.8213 | 584.8213 | 584.8213 | 7017.855 | 584.8213 | 584.8213
| Odisha Share |  | 2017-18 | % | 31.97 | 31.97 | 31.97 | 31.97 | 31.97 | 31.97 | 31.97 | 31.97 | 31.97 | 31.97 | 31.97 | 31.97
|  |  | 2018-19 |  | 32.344 | 32.344 | 32.344 | 32.344 | 32.344 | 32.344 | 32.344 | 32.344 | 32.344 | 32.344 | 32.344 | 32.344
|  |  | 2019-20 |  | 32.3442 | 32.3442 | 32.3442 | 32.3442 | 32.3442 | 32.3442 | 32.3442 | 32.3442 | 32.3442 | 32.3442 | 32.3442 | 32.3442
| Odisha Share |  | 2017-18 | MU | 179.6068 | 174.8158 | 187.2727 | 197.9791 | 211.4545 | 207.1624 | 207.234 | 169.2146 | 107.8389 | 191.052 | 198.6546 | 220.8509 | 2253.1364 | 187.7614 | 220.8509
|  |  | 2018-19 |  | 197.744 | 0 | 0 | 182.4732 | 180.5157 | 177.6117 | 0 | 173.5429 | 187.6494 | 187.6494 | 187.6494 | 187.6494 | 1662.485 | 138.5404 | 197.744
|  |  | 2019-20 |  | 189.1556 | 189.1556 | 189.1556 | 189.1556 | 189.1556 | 189.1556 | 189.1556 | 189.1556 | 189.1556 | 189.1556 | 189.1556 | 189.1556 | 2269.8678 | 189.1556 | 189.1556
| Actual Odisha drawal |  | 2017-18 | MU | 178.181 | 177.96 | 172.2 | 202.161 | 209.655 | 206.371 | 207.486 | 165.234 | 105.275 | 185.512 | 192.651 | 217.19 | 2219.876 | 184.9897 | 217.19
|  |  | 2018-19 |  | 192.353 | 207.138 | 185.1 | 176.859 | 174.434 | 172.336 | 184.7033 | 184.7033 | 184.7033 | 184.7033 | 184.7033 | 184.7033 | 2216.44 | 184.7033 | 207.138
|  |  | 2019-20 |  | 184.4211 | 184.4211 | 184.4211 | 184.4211 | 184.4211 | 184.4211 | 184.4211 | 184.4211 | 184.4211 | 184.4211 | 184.4211 | 184.4211 | 2213.053 | 184.4211 | 184.4211
| PAF (Plant Availability Factor) |  | 2017-18 | % | 83.96 | 82.17 | 84.87 | 86.75 | 88.46 | 89.73 | 90.3 | 88.8 | 84.23 | 84.23 | 85.52 | 86.64
|  |  | 2018-19 |  | 91.42 | 0 | 0 | 88.555 | 86.78 | 85.853 | 84.318 | 85 | 85 | 85 | 85 | 85
|  |  | 2019-20 |  | 85 | 85 | 85 | 85 | 85 | 85 | 85 | 85 | 85 | 85 | 85 | 85
16 | TSTPS (Stage - II)
| Net energy available for Shairing |  | 2017-18 | MU | 1199.7979 | 1096.3104 | 1153.684 | 1091.6748 | 931.4415 | 1009.6244 | 1078.8412 | 1223.1028 | 1304.3617 | 1277.7085 | 1140.5708 | 1337.3084 | 13844.4262 | 1153.7022 | 1337.3084
|  |  | 2018-19 |  | 1226.0039 | 1246.3444 | 1049.5059 | 769.3001 | 832.72 | 865.3092 | 886.0052 | 1130.2364 | 1160.335 | 1160.335 | 1160.335 | 1160.335 | 12646.7652 | 1053.8971 | 1246.3444
|  |  | 2019-20 |  | 1169.6425 | 1169.6425 | 1169.6425 | 1169.6425 | 1169.6425 | 1169.6425 | 1169.6425 | 1169.6425 | 1169.6425 | 1169.6425 | 1169.6425 | 1169.6425 | 14035.71 | 1169.6425 | 1169.6425
| Odisha Share |  | 2017-18 | % | 10 | 10 | 10 | 10 | 10 | 10 | 10 | 10 | 10 | 10 | 10 | 10
|  |  | 2018-19 |  | 10 | 10 | 10 | 10 | 10 | 10 | 10 | 10 | 10 | 10 | 10 | 10
|  |  | 2019-20 |  | 10 | 10 | 10 | 10 | 10 | 10 | 10 | 10 | 10 | 10 | 10 | 10
| Odisha Share |  | 2017-18 | MU | 119.9798 | 109.631 | 115.3684 | 109.1675 | 93.1441 | 100.9624 | 107.8841 | 122.3103 | 136.114 | 127.7708 | 114.0571 | 133.7308 | 1390.1205 | 115.8434 | 136.114
|  |  | 2018-19 |  | 127.751 | 131.112 | 123.59 | 133.97 | 112.645 | 95.181 | 88.6005 | 113.0236 | 116.0335 | 116.0335 | 116.0335 | 116.0335 | 1390.0072 | 115.8339 | 133.97
|  |  | 2019-20 |  | 116.9643 | 116.9643 | 116.9643 | 116.9643 | 116.9643 | 116.9643 | 116.9643 | 116.9643 | 116.9643 | 116.9643 | 116.9643 | 116.9643 | 1403.571 | 116.9643 | 116.9643
| Actual Odisha drawal |  | 2017-18 | MU | 120.243 | 116.516 | 120.7 | 112.856 | 99.831 | 107.44 | 113.617 | 124.429 | 134.17 | 134.036 | 129.542 | 140.815 | 1454.195 | 121.1829 | 140.815
|  |  | 2018-19 |  | 124.223 | 132.413 | 126.67 | 98.76 | 102.769 | 88.172 | 112.1683 | 112.1683 | 112.1683 | 112.1683 | 112.1683 | 112.1683 | 1346.017 | 112.1681 | 132.413
|  |  | 2019-20 |  | 113.4963 | 113.4963 | 113.4963 | 113.4963 | 113.4963 | 113.4963 | 113.4963 | 113.4963 | 113.4963 | 113.4963 | 113.4963 | 113.4963 | 1361.9551 | 113.4963 | 113.4963
| PAF (Plant Availability Factor) |  | 2017-18 | % | 91.29 | 84.81 | 91.69 | 83.08 | 72.83 | 80.99 | 82.433 | 94.391 | 98.471 | 98.348 | 95.657 | 100.759
|  |  | 2018-19 |  | 94.781 | 94.195 | 85.953 | 58.868 | 64.648 | 66.573 | 67.942 | 86.589 | 85 | 85 | 85 | 85
|  |  | 2019-20 |  | 85 | 85 | 85 | 85 | 85 | 85 | 85 | 85 | 85 | 85 | 85 | 85
17 | KHSTPS (Stage - I)
| Net energy available for Shairing |  | 2017-18 | MU | 475.3837 | 488.5906 | 340.9661 | 412.0188 | 483.7543 | 494.3336 | 487.1599 | 429.3968 | 378.8916 | 450.6557 | 376.9966 | 382.606 | 5200.7537 | 433.3961 | 494.3336
|  |  | 2018-19 |  | 456.2421 | 0 | 0 | 399.8914 | 459.6984 | 467.2681 | 0 | 458.1891 | 474.3102 | 474.3102 | 474.3102 | 474.3102 | 4138.53 | 344.8775 | 474.3102
|  |  | 2019-20 |  | 474.3102 | 474.3102 | 474.3102 | 474.3102 | 474.3102 | 474.3102 | 474.3102 | 474.3102 | 474.3102 | 474.3102 | 474.3102 | 474.3102 | 5691.7224 | 474.3102 | 474.3102
| Odisha Share |  | 2017-18 | % | 15.4 | 15.4 | 15.4 | 15.4 | 15.4 | 15.4 | 15.4 | 15.4 | 15.4 | 15.4 | 15.4 | 15.4
|  |  | 2018-19 |  | 15.775 | 15.775 | 15.775 | 15.775 | 15.775 | 15.775 | 15.775 | 15.775 | 15.775 | 15.775 | 15.775 | 15.775
|  |  | 2019-20 |  | 15.7749 | 15.7749 | 15.7749 | 15.7749 | 15.7749 | 15.7749 | 15.7749 | 15.7749 | 15.7749 | 15.7749 | 15.7749 | 15.7749
| Odisha Share |  | 2017-18 | MU | 73.2091 | 75.243 | 52.5088 | 63.4509 | 74.4982 | 76.1274 | 75.0226 | 66.1271 | 58.3493 | 69.401 | 58.0575 | 58.9213 | 800.9161 | 66.743 | 76.1274
|  |  | 2018-19 |  | 71.9722 | 0 | 0 | 63.0829 | 72.5174 | 73.7115 | 0 | 72.2793 | 74.8224 | 74.8224 | 74.8224 | 74.8224 | 652.8531 | 54.4044 | 74.8224
|  |  | 2019-20 |  | 74.822 | 74.822 | 74.822 | 74.822 | 74.822 | 74.822 | 74.822 | 74.822 | 74.822 | 74.822 | 74.822 | 74.822 | 897.8639 | 74.822 | 74.822
| Actual Odisha drawal |  | 2017-18 | MU | 78.216 | 81.76 | 34.24 | 40.828 | 74.147 | 85.428 | 89.894 | 79.708 | 65.481 | 58.389 | 65.07 | 76.421 | 829.582 | 69.1318 | 89.894
|  |  | 2018-19 |  | 63.046 | 80.46 | 79.02 | 74.072 | 74.654 | 55.935 | 71.1983 | 71.1983 | 71.1983 | 71.1983 | 71.1983 | 71.1983 | 854.377 | 71.1981 | 80.46
|  |  | 2019-20 |  | 73.0973 | 73.0973 | 73.0973 | 73.0973 | 73.0973 | 73.0973 | 73.0973 | 73.0973 | 73.0973 | 73.0973 | 73.0973 | 73.0973 | 877.1681 | 73.0973 | 73.0973
| PAF (Plant Availability Factor) |  | 2017-18 | % | 96.89 | 95.59 | 88.69 | 89.46 | 90.74 | 91.36 | 91.22 | 90.08 | 88.07 | 88.07 | 87.98 | 86.72
|  |  | 2018-19 |  | 94.144 | 0 | 0 | 89.167 | 89.531 | 90.595 | 0 | 90.226 | 85 | 85 | 85 | 85
|  |  | 2019-20 |  | 85 | 85 | 85 | 85 | 85 | 85 | 85 | 85 | 85 | 85 | 85 | 85
18 | KHSTPS (Stage -II)
| Net energy available for Shairing |  | 2017-18 | MU | 635.7821 | 902.0935 | 749.6351 | 735.0417 | 874.6003 | 638.13 | 857.9611 | 939.2616 | 882.8165 | 824.805 | 837.9287 | 974.5904 | 9852.646 | 821.0538 | 974.5904
|  |  | 2018-19 |  | 891.8335 | 0 | 0 | 756.0044 | 913.05 | 700.7045 | 877.6017 | 870.2513 | 870.2513 | 870.2513 | 870.2513 | 870.2513 | 8490.4504 | 707.5375 | 913.05
|  |  | 2019-20 |  | 877.2319 | 877.2319 | 877.2319 | 877.2319 | 877.2319 | 877.2319 | 877.2319 | 877.2319 | 877.2319 | 877.2319 | 877.2319 | 877.2319 | 10526.7825 | 877.2319 | 877.2319
| Odisha Share |  | 2017-18 | % | 2.24 | 2.24 | 2.24 | 2.24 | 2.24 | 2.24 | 2.24 | 2.24 | 2.24 | 2.24 | 2.24 | 2.24
|  |  | 2018-19 |  | 2.621 | 2.621 | 2.621 | 2.621 | 2.621 | 2.621 | 2.621 | 2.621 | 2.621 | 2.621 | 2.621 | 2.621
|  |  | 2019-20 |  | 2.6206 | 2.6206 | 2.6206 | 2.6206 | 2.6206 | 2.6206 | 2.6206 | 2.6206 | 2.6206 | 2.6206 | 2.6206 | 2.6206
| Odisha Share |  | 2017-18 | MU | 14.2415 | 20.2069 | 16.7918 | 16.4649 | 19.591 | 14.2941 | 19.2183 | 21.0395 | 19.7751 | 18.4756 | 18.7696 | 21.8308 | 220.6993 | 18.3916 | 21.8308
|  |  | 2018-19 |  | 23.375 | 0 | 0 | 19.8149 | 23.931 | 18.3655 | 23.0019 | 22.8093 | 22.8093 | 22.8093 | 22.8093 | 22.8093 | 222.5347 | 18.5446 | 23.931
|  |  | 2019-20 |  | 22.9889 | 22.9889 | 22.9889 | 22.9889 | 22.9889 | 22.9889 | 22.9889 | 22.9889 | 22.9889 | 22.9889 | 22.9889 | 22.9889 | 275.8667 | 22.9889 | 22.9889
| Actual Odisha drawal |  | 2017-18 | MU | 20.825 | 22.965 | 12.15 | 11.822 | 24.197 | 43.847 | 48.947 | 88.681 | 51.28 | 25.553 | 43.241 | 64.522 | 458.03 | 38.1692 | 88.681
|  |  | 2018-19 |  | 23.337 | 22.621 | 35.07 | 53.348 | 30.803 | 21.676 | 31.1433 | 31.1433 | 31.1433 | 31.1433 | 31.1433 | 31.1433 | 373.715 | 31.1429 | 53.348
|  |  | 2019-20 |  | 22.459 | 22.459 | 22.459 | 22.459 | 22.459 | 22.459 | 22.459 | 22.459 | 22.459 | 22.459 | 22.459 | 22.459 | 269.5079 | 22.459 | 22.459
| PAF (Plant Availability Factor) |  | 2017-18 | % | 96.08 | 97.35 | 96.24 | 96.53 | 97.23 | 92.45 | 91.88 | 92.76 | 93.36 | 93.36 | 93.58 | 93.97
|  |  | 2018-19 |  | 96.08 | 97.35 | 96.24 | 96.53 | 97.23 | 92.45 | 85 | 85 | 85 | 85 | 85 | 85
|  |  | 2019-20 |  | 96.906 | 0 | 0 | 82.165 | 85.559 | 83.852 | 0 | 84.708 | 85 | 85 | 85 | 85
Barh STPS (Stage - II)
| Net energy available for Shairing |  | 2017-18 | MU | 796.7898 | 778.1823 | 741.6426 | 667.1947 | 627.7338 | 473.6759 | 648.214 | 529.2919 | 337.3128 | 597.5977 | 621.378 | 690.8067 | 7509.8203 | 625.8184 | 796.7898
|  |  | 2018-19 |  | 611.3775 | 0 | 0 | 564.164 | 558.1119 | 549.1334 | 0 | 536.5537 | 385.982 | 385.982 | 385.982 | 385.982 | 4363.2686 | 363.6057 | 611.3775
|  |  | 2019-20 |  | 771.964 | 771.964 | 771.964 | 771.964 | 771.964 | 771.964 | 771.964 | 771.964 | 771.964 | 771.964 | 771.964 | 771.964 | 9263.5686 | 771.964 | 771.964
| Odisha Share |  | 2017-18 | % | 14.7882 | 14.7882 | 14.7882 | 14.7882 | 14.7882 | 14.7882 | 14.7882 | 14.7882 | 14.7882 | 14.7882 | 14.7882 | 14.7882
|  |  | 2018-19 |  | 14.7882 | 14.7882 | 14.7882 | 14.7882 | 14.7882 | 14.7882 | 14.7882 | 14.7882 | 14.7882 | 14.7882 | 14.7882 | 14.7882
|  |  | 2019-20 |  | 14.6884 | 14.6884 | 14.6884 | 14.6884 | 14.6884 | 14.6884 | 14.6884 | 14.6884 | 14.6884 | 14.6884 | 14.6884 | 14.6884
| Odisha Share |  | 2017-18 | MU | 23.14 | 46.15 | 45.29 | 47.98 | 51.24 | 53.4 | 95.8594 | 78.2729 | 49.8826 | 88.3742 | 91.8908 | 102.1581 | 773.6381 | 64.4698 | 102.1581
|  |  | 2018-19 |  | 90.4119 | 0 | 0 | 83.4299 | 82.5349 | 81.2071 | 0 | 79.3468 | 57.0799 | 57.0799 | 57.0799 | 57.0799 | 645.2504 | 53.7709 | 90.4119
|  |  | 2019-20 |  | 113.3893 | 113.3893 | 113.3893 | 113.3893 | 113.3893 | 113.3893 | 113.3893 | 113.3893 | 113.3893 | 113.3893 | 113.3893 | 113.3893 | 1360.6714 | 113.3893 | 113.3893
| Actual Odisha drawal |  | 2017-18 | MU | 76.529 | 102.944 | 22.93 | 66.885 | 89.351 | 72.063 | 107.698 | 116.69 | 132.605 | 126.172 | 112.068 | 134.866 | 1160.801 | 96.7334 | 134.866
|  |  | 2018-19 |  | 109.508 | 108.784 | 126.47 | 141.659 | 120.015 | 84.997 | 115.2383 | 115.2383 | 115.2383 | 115.2383 | 115.2383 | 115.2383 | 1382.863 | 115.2386 | 141.659
|  |  | 2019-20 |  | 111.0742 | 111.0742 | 111.0742 | 111.0742 | 111.0742 | 111.0742 | 111.0742 | 111.0742 | 111.0742 | 111.0742 | 111.0742 | 111.0742 | 1332.8906 | 111.0742 | 111.0742
| PAF (Plant Availability Factor) |  | 2017-18 | % | 100 | 96.75 | 96.87 | 93.53 | 89.48 | 83.79 | 82.62 | 82.99 | 84.91 | 86.41 | 87.26 | 88.33
|  |  | 2018-19 |  | 92.786 | 0 | 0 | 92.873 | 92.298 | 89.961 | 90.488 | 85 | 85 | 85 | 85 | 85
|  |  | 2019-20 |  | 85 | 85 | 85 | 85 | 85 | 85 | 85 | 85 | 85 | 85 | 85 | 85
NVVN Bundle Power (Coal)
| Energy Available |  | 2017-18 | MU | 10.557 | 12.481 | 6.61 | 7.612 | 11.841 | 17.13 | 17.844 | 24.735 | 16.641 | 11.769 | 18.25 | 19.632 | 175.102 | 14.5918 | 24.735
|  |  | 2018-19 |  | 10.718 | 12.357 | 11.57 | 11.509 | 12.298 | 11.713 | 11.695 | 11.695 | 11.695 | 11.695 | 11.695 | 11.695 | 140.335 | 11.6946 | 12.357
|  |  | 2019-20 | [13 empty] | 0 | 0 | 0
TOTALCENTRAL SECTOR THERMAL (ODISHA SHARE)
| NET ENERGY AVAILABLE |  | 2017-18 | MU | 4478.0604 | 4950.0695 | 4532.8639 | 4509.442 | 4583.0364 | 4355.6454 | 4660.6038 | 4740.1657 | 4431.9958 | 4866.1633 | 4735.7279 | 5129.4895 | 55973.2636 | 4664.4386 | 5129.4895
|  |  | 2018-19 |  | 4613.5788 | 1246.3444 | 1049.5059 | 4252.9279 | 4480.0715 | 4396.8224 | 2972.5541 | 4772.7947 | 4689.6956 | 4689.6956 | 4689.6956 | 4689.6956 | 46543.3821 | 3878.6152 | 4772.7947
|  |  | 2019-20 |  | 5098.9463 | 5098.9463 | 5098.9463 | 5098.9463 | 5098.9463 | 5098.9463 | 5098.9463 | 5098.9463 | 5098.9463 | 5098.9463 | 5098.9463 | 5098.9463 | 61187.3561 | 5098.9463 | 5098.9463
| NETENERGY DRAWAL |  | 2017-18 | MU | 605.931 | 694.384 | 432.02 | 529.227 | 646.518 | 732.974 | 771.924 | 810.322 | 698.537 | 680.876 | 720.919 | 812.828 | 8136.46 | 678.0383 | 812.828
|  |  | 2018-19 |  | 641.856 | 726.641 | 750.44 | 752.83 | 685.795 | 591.8 | 691.5633 | 691.5633 | 691.5633 | 691.5633 | 691.5633 | 691.5633 | 8298.742 | 691.5618 | 752.83
|  |  | 2019-20 |  | 682.7926 | 682.7926 | 682.7926 | 682.7926 | 682.7926 | 682.7926 | 682.7926 | 682.7926 | 682.7926 | 682.7926 | 682.7926 | 682.7926 | 8193.5115 | 682.7926 | 682.7926
19 | CHUKHA
| Net energy available for Shairing |  | 2017-18 | MU | 133.288 | 125.9211 | 183.636 | 319.1448 | 309.8726 | 277.4971 | 230.6581 | 100.3851 | 44.4849 | 12.4545 | 0 | 0 | 1737.3422 | 144.7785 | 319.1448
|  |  | 2018-19 |  | 23.3076 | 0 | 0 | 312.3198 | 314.4343 | 272.1851 | 139.9663 | 54.5523 | 58 | 52 | 30 | 45 | 1301.7654 | 108.4804 | 314.4343
|  |  | 2019-20 |  | 66.7 | 120 | 135 | 274 | 280 | 230 | 244 | 130 | 90 | 55.4 | 67 | 70 | 1762.1 | 146.8417 | 280
| Odisha Share |  | 2017-18 | % | 15.19 | 15.19 | 15.19 | 15.19 | 15.19 | 15.19 | 15.19 | 15.19 | 15.19 | 15.19 | 15.19 | 15.19
|  |  | 2018-19 |  | 15.19 | 15.19 | 15.19 | 15.19 | 15.19 | 15.19 | 15.19 | 15.19 | 15.19 | 15.19 | 15.19 | 15.19
|  |  | 2019-20 |  | 15.19 | 15.19 | 15.19 | 15.19 | 15.19 | 15.19 | 15.19 | 15.19 | 15.19 | 15.19 | 15.19 | 15.19
| Odisha Share |  | 2017-18 | MU | 20.2464 | 19.1274 | 27.8943 | 48.4781 | 47.0697 | 42.1518 | 35.037 | 15.2485 | 6.7573 | 1.8918 | 0 | 0 | 263.9023 | 21.9919 | 48.4781
|  |  | 2018-19 |  | 3.5404 | 0 | 0 | 47.4414 | 47.7626 | 41.3449 | 21.2609 | 8.2865 | 8.8102 | 7.8988 | 4.557 | 6.8355 | 197.7382 | 16.4782 | 47.7626
|  |  | 2019-20 |  | 10.1317 | 18.228 | 20.5065 | 41.6206 | 42.532 | 34.937 | 37.0636 | 19.747 | 13.671 | 8.4153 | 10.1773 | 10.633 | 267.663 | 22.3052 | 42.532
| Actual Odisha drawal |  | 2017-18 | MU | 19.856 | 18.881 | 27.26 | 47.382 | 46.124 | 41.305 | 34.298 | 14.872 | 6.577 | 1.83 | 0 | 0 | 258.385 | 21.5321 | 47.382
|  |  | 2018-19 |  | 3.462 | 18.307 | 26.48 | 46.118 | 46.435 | 40.514 | 30.22 | 30.22 | 30.22 | 30.22 | 30.22 | 30.22 | 362.636 | 30.2197 | 46.435
|  |  | 2019-20 |  | 9.8794 | 17.7741 | 19.9959 | 40.5842 | 41.473 | 34.0671 | 36.1407 | 19.2553 | 13.3306 | 8.2057 | 9.9239 | 10.3682 | 260.9982 | 21.7498 | 41.473
20 | TALA
| Net energy available for Shairing |  | 2017-18 | MU | 64.6272 | 171.9007 | 304.8277 | 661.5071 | 664.7442 | 568.9193 | 316.0956 | 99.5806 | 35.5537 | 1.8979 | 0 | 0 |  | 0 | 664.7442
|  |  | 2018-19 |  | 0 | 0 | 0 | 651.1047 | 650.7576 | 547.7991 | 181.3027 | 53.9419 | 90 | 20 | 72 | 23 | 2289.906 | 190.8255 | 651.1047
|  |  | 2019-20 |  | 60 | 208 | 400 | 710 | 640 | 553 | 400 | 154 | 72.571 | 20 | 20 | 20 | 3257.571 | 271.4642 | 710
| Odisha Share |  | 2017-18 | % | 4.25 | 4.25 | 4.25 | 4.25 | 4.25 | 4.25 | 4.25 | 4.25 | 4.25 | 4.25 | 4.25 | 4.25
|  |  | 2018-19 |  | 4.25 | 4.25 | 4.25 | 4.25 | 4.25 | 4.25 | 4.25 | 4.25 | 4.25 | 4.25 | 4.25 | 4.25
|  |  | 2019-20 |  | 4.25 | 4.25 | 4.25 | 4.25 | 4.25 | 4.25 | 4.25 | 4.25 | 4.25 | 4.25 | 4.25 | 4.25
| Odisha Share |  | 2017-18 | MU | 4.662 | 7.3058 | 23.096 | 28.1141 | 28.2516 | 24.1791 | 13.4341 | 4.2322 | 1.511 | 0.080659 | 0 | 0 | 134.8665 | 11.2389 | 28.2516
|  |  | 2018-19 |  | 4.662 | 0 | 23.096 | 27.6719 | 27.6572 | 23.2815 | 7.7054 | 2.2925 | 3.825 | 0.85 | 3.06 | 0.9775 | 125.079 | 10.4233 | 27.6719
|  |  | 2019-20 |  | 2.55 | 8.84 | 17 | 30.175 | 27.2 | 23.5025 | 17 | 6.545 | 3.0843 | 0.85 | 0.85 | 0.85 | 138.4468 | 11.5372 | 30.175
| Actual Odisha drawal |  | 2017-18 | MU | 2.694 | 7.212 | 12.66 | 27.479 | 27.684 | 23.693 | 13.151 | 4.128 | 1.471 | 0.078 | 0 | 0 | 120.25 | 10.0208 | 27.684
|  |  | 2018-19 |  | 0 | 6.744 | 12.08 | 26.9 | 26.888 | 22.814 | 15.905 | 15.905 | 15.905 | 15.905 | 15.905 | 15.905 | 190.856 | 15.9047 | 26.9
|  |  | 2019-20 |  | 2.4865 | 8.6199 | 16.5767 | 29.4236 | 26.5227 | 22.9173 | 16.5767 | 6.382 | 3.0075 | 0.82884 | 0.82884 | 0.82884 | 134.9994 | 11.25 | 29.4236
0
21 | TEESTA
| Net energy available for Shairing |  | 2017-18 | MU | 217.7372 | 262.2724 | 328.079 | 358.326 | 355.902 | 352.2258 | 313.1978 | 143.1832 | 100.9093 | 73.413 | 61.9047 | 0 | 2567.1505 | 213.9292 | 358.326
|  |  | 2018-19 |  | 137.858 | 0 | 0 | 364.926 | 365.52 | 332.702 | 276.536 | 137.23 | 101 | 78 | 70 | 100 | 1963.772 | 163.6477 | 365.52
|  |  | 2019-20 |  | 118 | 230 | 218 | 287.05 | 318 | 226 | 209.4 | 101 | 93 | 60 | 30 | 80 | 1970.45 | 164.2042 | 318
| Odisha Share |  | 2017-18 | % | 23.4 | 23.4 | 23.4 | 23.4 | 23.4 | 23.4 | 23.4 | 23.4 | 23.4 | 23.4 | 23.4 | 23.4
|  |  | 2018-19 |  | 23.4 | 23.4 | 23.4 | 23.4 | 23.4 | 23.4 | 23.4 | 23.4 | 23.4 | 23.4 | 23.4 | 23.4
|  |  | 2019-20 |  | 23.4 | 23.4 | 23.4 | 23.4 | 23.4 | 23.4 | 23.4 | 23.4 | 23.4 | 23.4 | 23.4 | 23.4
| Odisha Share |  | 2017-18 | MU | 50.9505 | 61.3718 | 76.7705 | 83.8483 | 83.2811 | 82.4208 | 73.2883 | 33.5049 | 23.6128 | 17.1786 | 14.4857 | 0 | 600.7132 | 50.0594 | 83.8483
|  |  | 2018-19 |  | 32.2588 | 0 | 0 | 85.3927 | 85.5317 | 77.8523 | 64.7094 | 32.1118 | 23.634 | 18.252 | 16.38 | 23.4 | 459.5226 | 38.2936 | 85.5317
|  |  | 2019-20 |  | 27.612 | 53.7 | 51.012 | 67.1697 | 74.412 | 52.884 | 48.9996 | 23.634 | 21.762 | 14.04 | 7.02 | 18.72 | 460.9653 | 38.4138 | 74.412
| Actual Odisha drawal |  | 2017-18 | MU | 44.971 | 52.936 | 67.52 | 71.624 | 71.807 | 73.177 | 64.568 | 29.346 | 20.631 | 14.918 | 12.722 | 20.409 | 544.629 | 45.3858 | 73.177
|  |  | 2018-19 |  | 27.474 | 52.609 | 68.65 | 72.832 | 72.98 | 67.126 | 60.2783 | 60.2783 | 60.2783 | 60.2783 | 60.2783 | 60.2783 | 723.341 | 60.2784 | 72.98
|  |  | 2019-20 |  | 26.7754 | 52.0729 | 49.4663 | 65.1345 | 72.1573 | 51.2816 | 47.5149 | 22.9179 | 21.1026 | 13.6146 | 6.8073 | 18.1528 | 446.9981 | 37.2498 | 72.1573
TOTALCENTRAL SECTOR HYDRO (ODISHA SHARE)
| NET ENERGY AVAILABLE |  | 2017-18 | MU | 415.6524 | 560.0943 | 816.5427 | 1338.9778 | 1330.5188 | 1198.6422 | 859.9515 | 343.1489 | 180.9479 | 87.7654 | 61.9047 | 0 | 7194.1465 | 599.5122 | 1338.9778
|  |  | 2018-19 |  | 161.1656 | 0 | 0 | 1328.3505 | 1330.7118 | 1152.6862 | 597.805 | 245.7242 | 249 | 150 | 172 | 168 | 5555.4433 | 462.9536 | 1330.7118
|  |  | 2019-20 |  | 244.7 | 558 | 753 | 1271.05 | 1238 | 1009 | 853.4 | 385 | 255.571 | 135.4 | 117 | 170 | 6990.121 | 582.5101 | 1271.05
| NETENERGY DRAWAL |  | 2017-18 | MU | 67.521 | 79.029 | 107.44 | 146.485 | 145.615 | 138.175 | 112.017 | 48.346 | 28.679 | 16.826 | 12.722 | 20.409 | 923.264 | 76.9387 | 146.485
|  |  | 2018-19 |  | 30.936 | 77.66 | 107.21 | 145.85 | 146.303 | 130.454 | 106.4033 | 106.4033 | 106.4033 | 106.4033 | 106.4033 | 106.4033 | 1276.833 | 106.4028 | 146.303
|  |  | 2019-20 |  | 39.1413 | 78.4669 | 86.0389 | 135.1423 | 140.153 | 108.266 | 100.2323 | 48.5552 | 37.4407 | 22.6491 | 17.56 | 29.3499 | 842.9957 | 70.2496 | 140.153
TOTALCENTRAL SECTOR (ODISHA SHARE)
| NET ENERGY AVAILABLE |  | 2017-18 | MU | 4893.7128 | 5510.1638 | 5349.4066 | 5848.4199 | 5913.5551 | 5554.2876 | 5520.5553 | 5083.3146 | 4612.9437 | 4953.9286 | 4797.6326 | 5129.4895 | 63167.4101 | 5263.9508 | 5913.5551
|  |  | 2018-19 |  | 4774.7444 | 1246.3444 | 1049.5059 | 5581.2784 | 5810.7833 | 5549.5086 | 3570.3591 | 5018.5189 | 4938.6956 | 4839.6956 | 4861.6956 | 4857.6956 | 52098.8254 | 4341.5688 | 5810.7833
|  |  | 2019-20 |  | 5343.6463 | 5656.9463 | 5851.9463 | 6369.9963 | 6336.9463 | 6107.9463 | 5952.3463 | 5483.9463 | 5354.5173 | 5234.3463 | 5215.9463 | 5268.9463 | 68177.4771 | 5681.4564 | 6369.9963
| NETENERGY DRAWAL |  | 2017-18 | MU | 673.452 | 773.413 | 539.46 | 675.712 | 792.133 | 871.149 | 883.941 | 858.668 | 727.216 | 697.702 | 733.641 | 833.237 | 9059.724 | 754.977 | 883.941
|  |  | 2018-19 |  | 672.792 | 804.301 | 857.65 | 898.68 | 832.098 | 722.254 | 797.9667 | 797.9667 | 797.9667 | 797.9667 | 797.9667 | 797.9667 | 9575.575 | 797.9646 | 898.68
|  |  | 2019-20 |  | 721.9339 | 761.2595 | 768.8315 | 817.935 | 822.9456 | 791.0586 | 783.025 | 731.3478 | 720.2333 | 705.4418 | 700.3526 | 712.1425 | 9036.7872 | 753.0656 | 822.9456
DRAWAL FROM SURPLUS POWER FROM CGPs
22 | Name of CGP
NALCO
| NET ENERGY AVAILABLE |  | 2017-18 | MU | 2.865 | 2.578 | 2.93 | 2.321 | 2.869 | 2.436 | 2.134 | 1.436 | 2.239 | 2.484 | 3.168 | 3.168 | 30.628 | 2.5523 | 3.168
|  |  | 2018-19 |  | 2.835 | 0 | 0 | 0 | 0 | 0 | 0 | 0 | 0 | 0 | 0 | 0 | 2.835 | 0.23625 | 2.835
|  |  | 2019-20 |  | 0 | 0 | 0 | 0 | 0 | 0 | 0 | 0 | 0 | 0 | 0 | 0 | 0 | 0 | 0
IMFA
| NET ENERGY AVAILABLE |  | 2017-18 | MU | 2.133 | 2.038 | 1.49 | 1.649 | 1.738 | 1.276 | 0.989 | 1.297 | 2.409 | 1.498 | 1.211 | 1.758 | 19.486 | 1.6238 | 2.409
|  |  | 2018-19 |  | 1.611 | 0 | 0 | 0 | 0 | 0 | 0 | 0 | 0 | 0 | 0 | 0 | 1.611 | 0.13425 | 1.611
|  |  | 2019-20 | [13 empty] | 0 | 0 | 0
HINDALCO
| NET ENERGY AVAILABLE |  | 2017-18 | MU | 2.359 | 2.499 | 1.65 | 2.192 | 2.147 | 1.906 | 2.266 | 1.732 | 1.617 | 1.806 | 1.607 | 2.052 | 23.833 | 1.9861 | 2.499
|  |  | 2018-19 |  | 1.966 | 0 | 0 | 0 | 0 | 0 | 0 | 0 | 0 | 0 | 0 | 0 | 1.966 | 0.16383 | 1.966
|  |  | 2019-20 |  | 0 | 0 | 0 | 0 | 0 | 0 | 0 | 0 | 0 | 0 | 0 | 0 | 0 | 0 | 0
NBVL
| NET ENERGY AVAILABLE |  | 2017-18 | MU | 1.016 | 1.158 | 0.81 | 1.195 | 0.948 | 1.211 | 0.818 | 0.384 | 0.277 | 0.293 | 0.301 | 0.651 | 9.062 | 0.75517 | 1.211
|  |  | 2018-19 |  | 0.197 | 0.456 | 0.27 | 0.392 | 0.316 | 0.316 | 0 | 0 | 0 | 0 | 0 | 0 | 1.947 | 0.16225 | 0.456
|  |  | 2019-20 |  | 0 | 0 | 0 | 0 | 0 | 0 | 0 | 0 | 0 | 0 | 0 | 0 | 0 | 0 | 0
Vedant , Budhipadar (Jharsuguda)
| NET ENERGY AVAILABLE |  | 2017-18 | MU | 5.171 | 5.394 | 2.05 | 0 | 8.298 | 6.883 | 8.114 | 12.736 | 20.941 | 3.173 | 6.802 | 0 | 79.562 | 6.6302 | 20.941
|  |  | 2018-19 |  | 0 | 4.485 | 13.1 | 21.911 | 0 | 0 | 0 | 0 | 0 | 0 | 0 | 0 | 39.496 | 3.2913 | 21.911
|  |  | 2019-20 |  | 0 | 0 | 0 | 0 | 0 | 0 | 0 | 0 | 0 | 0 | 0 | 0 | 0 | 0 | 0
JIndal Stainless Ltd.,Duburi
| NET ENERGY AVAILABLE |  | 2017-18 | MU | 11.123 | 7.251 | 9.14 | 12.582 | 7.161 | 8.567 | 8.492 | 4.967 | 5.689 | 4.175 | 4.544 | 7.772 | 91.463 | 7.6219 | 12.582
|  |  | 2018-19 |  | 8.081 | 5.036 | 4.05 | 4.58 | 0.144 | 0.144 | 0 | 0 | 0 | 0 | 0 | 0 | 22.035 | 1.8362 | 8.081
|  |  | 2019-20 |  | 0 | 0 | 0 | 0 | 0 | 0 | 0 | 0 | 0 | 0 | 0 | 0 | 0 | 0 | 0
SCAW(Narverum)
| NET ENERGY AVAILABLE |  | 2017-18 | MU | 0.031 | 0.03 | 0 | 0.078 | 0.055 | 0.08 | 0.086 | 0.017 | 0.033 | 0.051 | 0.082 | 0.059 | 0.602 | 0.050167 | 0.086
|  |  | 2018-19 |  | 0 | 0.069 | 0 | 0.038 | 0.03 | 0.03 | 0 | 0 | 0 | 0 | 0 | 0 | 0.167 | 0.013917 | 0.069
|  |  | 2019-20 |  | 0 | 0 | 0 | 0 | 0 | 0 | 0 | 0 | 0 | 0 | 0 | 0 | 0 | 0 | 0
Bhusan S&P, Jharsuguda
| NET ENERGY AVAILABLE |  | 2017-18 | MU | 17.799 | 11.562 | 15.85 | 11.562 | 19.11 | 8.351 | 10.066 | 15.472 | 16.781 | 11.52 | 9.746 | 10.051 | 157.87 | 13.1558 | 19.11
|  |  | 2018-19 |  | 9.187 | 11.779 | 9.83 | 11.889 | 16.732 | 16.732 | 0 | 0 | 0 | 0 | 0 | 0 | 76.149 | 6.3457 | 16.732
|  |  | 2019-20 |  | 0 | 0 | 0 | 0 | 0 | 0 | 0 | 0 | 0 | 0 | 0 | 0 | 0 | 0 | 0
OCL Iron & Steel LTD
| NET ENERGY AVAILABLE |  | 2017-18 | MU | 0.092 | 0.12 | 0.12 | 0.064 | 0.054 | 0.066 | 0.063 | 0.187 | 0.109 | 0.042 | 0.047 | 0.049 | 1.013 | 0.084417 | 0.187
|  |  | 2018-19 |  | 0.254 | 0.141 | 0.19 | 0.033 | 0.038 | 0.038 | 0 | 0 | 0 | 0 | 0 | 0 | 0.694 | 0.057833 | 0.254
|  |  | 2019-20 |  | 0 | 0 | 0 | 0 | 0 | 0 | 0 | 0 | 0 | 0 | 0 | 0 | 0 | 0 | 0
Yazdani
| NET ENERGY AVAILABLE |  | 2017-18 | MU | 0 | 0 | 0 | 0.165 | 0.012 | 0 | 0.202 | 0.301 | 0.608 | 0.402 | 0.673 | 0.888 | 3.251 | 0.27092 | 0.888
|  |  | 2018-19 |  | 0 | 0.412 | 0.41 | 0.34 | 0 | 0 | 0 | 0 | 0 |  |  |  | 1.162 | 0.096833 | 0.412
|  |  | 2019-20 |  | 0 | 0 | 0 | 0 | 0 | 0 | 0 | 0 | 0 | 0 | 0 | 0 | 0 | 0 | 0
Jindal Steel&Power Angul
| ENERGY AVAILABLE |  | 2017-18 | MU | 1.357 | 2.019 | 3.52 | 3.82 | 2.455 | 2.397 | 2.312 | 2.025 | 2.263 | 2.526 | 2.884 | 2.576 | 30.154 | 2.5128 | 3.82
|  |  | 2018-19 |  | 4.069 | 3.657 | 3.97 | 3.658 | 3.63 | 3.63 | 0 | 0 | 0 | 0 | 0 | 0 | 22.614 | 1.8845 | 4.069
|  |  | 2019-20 |  | 0 | 0 | 0 | 0 | 0 | 0 | 0 | 0 | 0 | 0 | 0 | 0 | 0 | 0 | 0
MSP, Jharsuguda
| ENERGY AVAILABLE |  | 2017-18 | MU | 0 | 0 | 0 | 0 | 0 | 0 | 0 | 0 | 0 | 0 | 0 | 0 | 0 | 0 | 0
|  |  | 2018-19 |  | 0 | 0 | 0 | 0 | 0 | 0 | 0 | 0 | 0 | 0 | 0 | 0 | 0 | 0 | 0
|  |  | 2019-20 |  | 0 | 0 | 0 | 0 | 0 | 0 | 0 | 0 | 0 | 0 | 0 | 0 | 0 | 0 | 0
Facor
| ENERGY AVAILABLE |  | 2017-18 | MU | 0.442 | 0.615 | 0 | 0.44 | 0.436 | 0.284 | 0.288 | 0.268 | 0.239 | 0.312 | 0.256 | 0 | 3.58 | 0.29833 | 0.402
|  |  | 2018-19 |  | 0.274 | 0.402 | 0.3 | 0.169 | 0.169 | 0.169 | 0 | 0 | 0 | 0 | 0 | 0 | 1.483 | 0.12358 | 0
|  |  | 2019-20 |  | 0 | 0 | 0 | 0 | 0 | 0 | 0 | 0 | 0 | 0 | 0 | 0 | 0 | 0 | 0.615
Total DRAWAL FROM SURPLUS POWER FROM CGPs
| NET ENERGY AVAILABLE |  | 2017-18 | MU | 44.388 | 35.264 | 37.56 | 36.068 | 45.283 | 33.457 | 35.83 | 40.822 | 53.205 | 28.282 | 31.321 | 29.024 | 450.504 | 37.542 | 53.205
|  |  | 2018-19 |  | 28.474 | 26.437 | 32.12 | 43.01 | 21.059 | 21.059 | 0 | 0 | 0 | 0 | 0 | 0 | 172.159 | 14.3466 | 43.01
|  |  | 2019-20 |  | 0 | 0 | 0 | 0 | 0 | 0 | 0 | 0 | 0 | 0 | 0 | 0 | 0 | 0 | 0
DRAWAL FROM SURPLUS POWER FROM CO GENERATON PLANTS
Name of Co Generation Plants
NINL
NET ENERGY AVAILABLE
|  |  | 2017-18 | MU | 1.111 | 0.839 | 1.23 | 0.311 | 0.464 | 0.248 | 0.54 | 1.191 | 1.432 | 2.278 | 2.321 | 1.083 | 13.048 | 1.0873 | 2.321
|  |  | 2018-19 |  | 1.276 | 0.506 | 1.2 | 1.822 | 2.592 | 2.592 | 0 | 0 | 0 | 0 | 0 | 0 | 9.988 | 0.83233 | 2.592
|  |  | 2019-20 |  | 0 | 0 | 0 | 0 | 0 | 0 | 0 | 0 | 0 | 0 | 0 | 0 | 0 | 0 | 0
ARATI STEEL
| NET ENERGY AVAILABLE |  | 2017-18 | MU | 2.175 | 2.445 | 1.89 | 3.151 | 2.421 | 1.348 | 1.395 | 1.594 | 1.952 | 1.566 | 2.39 | 3.067 | 25.394 | 2.1162 | 3.151
|  |  | 2018-19 |  | 3.961 | 2.829 | 2.94 | 3.304 | 3.008 | 3.008 | 0 | 0 | 0 | 0 | 0 | 0 | 19.05 | 1.5875 | 3.961
|  |  | 2019-20 |  | 0 | 0 | 0 | 0 | 0 | 0 | 0 | 0 | 0 | 0 | 0 | 0 | 0 | 0 | 0
Tata Sponge
| ENERGY AVAILABLE |  | 2017-18 | MU | 0.323 | 0.441 | 0.4 | 0.28 | 0.394 | 0.354 | 0.342 | 0.531 | 0.377 | 0.351 | 0.316 | 0.325 | 4.434 | 0.3695 | 0.531
|  |  | 2018-19 |  | 0.545 | 0.255 | 0.26 | 0.895 | 0.367 | 0.367 | 0 | 0 | 0 | 0 | 0 | 0 | 2.689 | 0.22408 | 0.895
|  |  | 2019-20 |  | 0 | 0 | 0 | 0 | 0 | 0 | 0 | 0 | 0 | 0 | 0 | 0 | 0 | 0 | 0
SMC Power
| ENERGY AVAILABLE |  | 2017-18 | MU | 0.776 | 0.938 | 0.09 | 0.081 | 0.142 | 0.027 | 0.094 | 0.092 | 0.109 | 0.034 | 0.014 | 0.031 | 2.428 | 0.20233 | 0.938
|  |  | 2018-19 |  | 0.068 | 0.049 | 0.01 | 0.031 | 0.024 | 0.024 | 0 | 0 | 0 | 0 | 0 | 0 | 0.206 | 0.017167 | 0.068
|  |  | 2019-20 |  | 0 | 0 | 0 | 0 | 0 | 0 | 0 | 0 | 0 | 0 | 0 | 0 | 0 | 0 | 0
Pattnaik Steel, Polasponga
| ENERGY AVAILABLE |  | 2017-18 | MU | 0 | 0 | 0 | 0 | 0 | 0 | 0 | 0 | 0 | 0 | 0 | 0 | 0 | 0 | 0
|  |  | 2018-19 |  | 0 | 0 | 0 | 0 | 0 | 0 | 0 | 0 | 0 | 0 | 0 | 0 | 0 | 0 | 0
|  |  | 2019-20 |  | 0 | 0 | 0 | 0 | 0 | 0 | 0 | 0 | 0 | 0 | 0 | 0 | 0 | 0 | 0
IFFCO
| ENERGY AVAILABLE |  | 2017-18 | MU | 0.002 | 0 | 0 | 0 | 0.001 | 0 | 0 | 0 | 0.001 | 0 |  | 0.001 | 0.005 | 0.00041667 | 0.002
|  |  | 2018-19 |  | 0 | 0 | 0 | 0 | 0.001 | 0.001 | 0 | 0 | 0 | 0 | 0 | 0 | 0.002 | 0.00016667 | 0.001
|  |  | 2019-20 |  | 0 | 0 | 0 | 0 | 0 | 0 | 0 | 0 | 0 | 0 | 0 | 0 | 0 | 0 | 0
VISA Steel
| ENERGY AVAILABLE |  | 2017-18 | MU | 0.018 | 0.064 | 0.08 | 0.084 | 0.044 | 0.033 | 0.066 | 0.06 | 0.076 | 0.093 | 0.038 | 0.076 | 0.732 | 0.061 | 0.093
|  |  | 2018-19 |  | 0.286 | 0.189 | 0.23 | 0.488 | 0.395 | 0.395 | 0 | 0 | 0 | 0 | 0 | 0 | 1.983 | 0.16525 | 0.488
|  |  | 2019-20 |  | 0 | 0 | 0 | 0 | 0 | 0 | 0 | 0 | 0 | 0 | 0 | 0 | 0 | 0 | 0
Rathi Steel & Power
| ENERGY AVAILABLE |  | 2017-18 | MU | 0 | 0 | 0 | 0 | 0 | 0 | 0 | 0 | 0 | 0 | 0 | 0 | 0 | 0 | 0
|  |  | 2018-19 |  | 0 | 0 | 0 | 0 | 0 | 0 | 0 | 0 | 0 | 0 | 0 | 0 | 0 | 0 | 0
|  |  | 2019-20 |  | 0 | 0 | 0 | 0 | 0 | 0 | 0 | 0 | 0 | 0 | 0 | 0 | 0 | 0 | 0
| OSISL, Polasponga |  | 2017-18 | MU | 0 | 0 | 0 | 0 | 0 | 0 | 0 | 0 | 0 | 0 |  |  | 0 | 0 | 0
| ENERGY AVAILABLE |  | 2018-19 |  | 0 | 0 | 0 | 0 | 0 | 0 | 0 | 0 | 0 | 0 | 0 | 0 | 0 | 0 | 0
|  |  | 2019-20 |  | 0 | 0 | 0 | 0 | 0 | 0 | 0 | 0 | 0 | 0 | 0 | 0 | 0 | 0 | 0
| VEDANTA, Lanjigarh |  | 2017-18 | MU | 0.004 | 0.081 | 0.57 | 0.59 | 0.762 | 0.75 | 0.594 | 0.764 | 0.725 | 0.85 | 0.602 | 0 | 6.292 | 0.52433 | 0.85
| ENERGY AVAILABLE |  | 2018-19 |  | 0.532 | 0.609 | 0.6 | 0.559 | 0.647 | 0.647 | 0 | 0 | 0 | 0 | 0 | 0 | 3.594 | 0.2995 | 0.647
|  |  | 2019-20 |  | 0 | 0 | 0 | 0 | 0 | 0 | 0 | 0 | 0 | 0 | 0 | 0 | 0 | 0 | 0
| SHYAM DRI |  | 2017-18 | MU | 0.434 | 0.077 | 0.22 | 0.089 | 0.295 | 0.362 | 1.271 | 1.171 | 1.074 | 1.085 | 0.782 | 0.976 | 7.836 | 0.653 | 1.271
| ENERGY AVAILABLE |  | 2018-19 |  | 1.079 | 0.959 | 0.33 | 0.016 | 0.053 | 0.053 | 0 | 0 | 0 | 0 | 0 | 0 | 2.49 | 0.2075 | 1.079
|  |  | 2019-20 | [13 empty] | 0 | 0 | 0
| BHUSAN Steel Ltd. |  | 2017-18 | MU | 12.498 | 8.111 | 11.97 | 6.569 | 10.451 | 6.258 | 4.909 | 5.298 | 6.423 | 10.705 | 6.146 | 2.643 | 91.981 | 7.6651 | 12.498
| ENERGY AVAILABLE |  | 2018-19 |  | 5.354 | 5.037 | 2.04 | 0.901 | 1.556 | 1.556 | 0 | 0 | 0 | 0 | 0 | 0 | 16.444 | 1.3703 | 5.354
|  |  | 2019-20 | [13 empty] | 0 | 0 | 0
| SREE Mahavir Ferro Alloys. |  | 2017-18 | MU | 0.044 | 0.064 | 0.08 | 0.084 | 0.135 | 0.133 | 0.137 | 0.119 | 0.12 | 0.02 | 0.04 | 0.069 | 1.045 | 0.087083 | 0.137
| ENERGY AVAILABLE |  | 2018-19 |  | 0.006 | 0.078 | 0.2 | 0.199 | 0.062 | 0.062 | 0 | 0 | 0 | 0 | 0 | 0 | 0.607 | 0.050583 | 0.2
|  |  | 2019-20 | [13 empty] | 0 | 0 | 0
| Action Ispat |  | 2017-18 | MU | 0 | 0 | 0 | 0 | 0 | 0 | 0 | 0 | 0 | 0 | 0 | 0 | 0 | 0 | 0
| ENERGY AVAILABLE |  | 2018-19 |  | 0 | 0 | 0 | 0 | 0 | 0 | 0 | 0 | 0 | 0 | 0 | 0 | 0 | 0 | 0
|  |  | 2019-20 | [13 empty] | 0 | 0 | 0
| Aryan Ispat |  | 2017-18 | MU | 0.282 | 0.173 | 0.41 | 0.864 | 0.709 | 1.262 | 0.185 | 0.328 | 0.278 | 0.282 | 0.324 | 0.543 | 5.64 | 0.47 | 1.262
| ENERGY AVAILABLE |  | 2018-19 |  | 0.319 | 0.323 | 0.37 | 0.491 | 0.375 | 0.375 | 0 | 0 | 0 | 0 | 0 | 0 | 2.253 | 0.18775 | 0.491
|  |  | 2019-20 |  | 0 | 0 | 0 | 0 | 0 | 0 | 0 | 0 | 0 | 0 | 0 | 0 | 0 | 0 | 0
| RSP |  | 2017-18 | MU | 0 | 0.001 | 0 | 0 | 0 | 0 | 0 | 0 | 0 | 0 | 0 | 0 | 0.001 | 8.3333e-05 | 0.001 | 0.001
| ENERGY AVAILABLE |  | 2018-19 |  | 0 | 0 | 0 | 0 | 0 | 0 | 0 | 0 | 0 | 0 | 0 | 0 | 0 | 0 | 0
|  |  | 2019-20 | [13 empty] | 0 | 0 | 0
| Maithan Ispat |  | 2017-18 | MU | 0.573 | 0.419 | 0.33 | 0.664 | 0.33 | 0.13 | 0.437 | 0.621 | 0.223 | 0.235 | 0.362 | 0.622 | 4.946 | 0.41217 | 0.664
| ENERGY AVAILABLE |  | 2018-19 |  | 0.462 | 0.114 | 0.02 | 0.973 | 1.59 | 1.59 | 0 | 0 | 0 | 0 | 0 | 0 | 4.749 | 0.39575 | 1.59
|  |  | 2019-20 | [13 empty] | 0 | 0 | 0
| SEVEN STAR |  | 2017-18 | MU | 0 | 0 | 0 | 0 | [8 empty] | 0 | 0 | 0
| ENERGY AVAILABLE |  | 2018-19 |  | 0 | 0 | 0 | 0 | [8 empty] | 0 | 0 | 0
|  |  | 2019-20 | [13 empty] | 0 | 0 | 0
| SHREE GANESH |  | 2017-18 | MU | 0.044 | 0.064 | 0.08 | 0.084 | 0.8 | 0.914 | 1.006 | 0.722 | 1.056 | 0.84 | 0.635 | 0.994 | 7.239 | 0.60325 | 1.056
| ENERGY AVAILABLE |  | 2018-19 |  | 0.758 | 1.06 | 0.79 | 0.842 | 0.829 | 0.829 | 0 | 0 | 0 | 0 | 0 | 0 | 5.108 | 0.42567 | 1.06
|  |  | 2019-20 | [13 empty] | 0 | 0 | 0
| ADITYA ALU LTD |  | 2017-18 | MU | 1.488 | 1.437 | 1.36 | 1.165 | 1.181 | 1.172 | 1.194 | 1.219 | 1.098 | 1.119 | 0.71 | 0.709 | 13.852 | 1.1543 | 1.488
| ENERGY AVAILABLE |  | 2018-19 |  | 0.697 | 0.695 | 1.08 | 0.844 | 1.181 | 1.181 | 0 | 0 | 0 | 0 | 0 | 0 | 5.678 | 0.47317 | 1.181
|  |  | 2019-20 | [13 empty] | 0 | 0 | 0
| Essar |  | 2017-18 | MU | 0.658 | 0.451 | 0.96 | 0.94 | 0.608 | 1.149 | 1.199 | 0.843 | 1.179 | 1.24 | 0.916 | 0.481 | 10.624 | 0.88533 | 1.24
| ENERGY AVAILABLE |  | 2018-19 |  | 1.365 | 1.259 | 1.61 | 1.12 | 1.036 | 1.036 | 0 | 0 | 0 | 0 | 0 | 0 | 7.426 | 0.61883 | 1.61
|  |  | 2019-20 | [13 empty] | 0 | 0 | 0
| BBSR Power |  | 2017-18 | MU | 0.182 | 0.124 | 0.15 | 0.131 | 0.143 | 0.106 | 0.13 | 0.132 | 0.146 | 0.206 | 0.158 | 0.171 | 1.779 | 0.14825
| ENERGY AVAILABLE |  | 2018-19 |  | 0.522 | 0.192 | 0.17 | 0.187 | 0.175 | 0.175 | 0 | 0 | 0 | 0 | 0 | 0 | 1.421 | 0.11842
|  |  | 2019-20 | [13 empty] | 0 | 0
| MGM |  | 2017-18 | MU | 0.193 | 0.146 | 0.05 | 0 | 0 | 0.165 | 0.146 | 0.137 | 0.154 | 0.288 | 0.179 | 0.179 | 1.637 | 0.13642
| ENERGY AVAILABLE |  | 2018-19 |  | 0.125 | 0.149 | 0.15 | 0.014 | 0.014 | 0.014 | 0 | 0 | 0 | 0 | 0 | 0 | 0.466 | 0.038833
|  |  | 2019-20 | [13 empty] | 0
DRAWAL FROM SURPLUS POWER FROM CO GENERATON PLANTS
| NET ENERGY AVAILABLE |  | 2017-18 | MU | 20.805 | 15.875 | 19.87 | 15.087 | 18.88 | 14.411 | 13.645 | 14.822 | 16.423 | 21.192 | 15.933 | 11.97 | 198.913 | 16.5761 | 21.192
|  |  | 2018-19 |  | 17.355 | 14.303 | 12 | 12.686 | 13.905 | 13.905 | 0 | 0 | 0 | 0 | 0 | 0 | 84.154 | 7.0128 | 17.355
|  |  | 2019-20 |  | 0 | 0 | 0 | 0 | 0 | 0 | 0 | 0 | 0 | 0 | 0 | 0 | 0 | 0 | 0
DRAWAL FROM RENEWABLE SOURCES
SMALL HYDRO
| Meenaksi SHEP |  | 2017-18 | MU | 9.644 | 12.988 | 18.47 | 27.484 | 30.476 | 28.554 | 26.751 | 12.104 | 7.51 | 4.755 | 5.27 | 5.188 | 189.194 | 15.7662 | 30.476
|  |  | 2018-19 |  | 7.592 | 11.274 | 13 | 23.116 | 27.561 | 28.422 | 18.495 | 18.495 | 18.495 | 18.495 | 18.495 | 18.495 | 221.935 | 18.4946 | 28.422
|  |  | 2019-20 |  | 18.3333 | 18.3333 | 18.3333 | 18.3333 | 18.3333 | 18.3333 | 18.3333 | 18.3333 | 18.3333 | 18.3333 | 18.3333 | 18.3333 | 220 | 18.3333 | 18.3333
| Samal SHEP |  | 2017-18 | MU | 4.823 | 9.164 | 7.31 | 5.97 | 10.231 | 8.941 | 9.345 | 3.367 | 3.01 | 3.043 | 4.002 | 7.159 | 76.365 | 6.3637 | 10.231
|  |  | 2018-19 |  | 8.132 | 9.245 | 7.22 | 6.376 | 7.382 | 7.442 | 7.6333 | 7.6333 | 7.6333 | 7.6333 | 7.6333 | 7.6333 | 91.597 | 7.6331 | 9.245
|  |  | 2019-20 |  | 8.3333 | 8.3333 | 8.3333 | 8.3333 | 8.3333 | 8.3333 | 8.3333 | 8.3333 | 8.3333 | 8.3333 | 8.3333 | 8.3333 | 100 | 8.3333 | 8.3333
Baitarani Power Proj. Pvt. Ltd. (SHEP)
|  |  | 2017-18 | MU | 0 | 0 | 0 | 0 | 0 | 0 | 0 | 0 | 0 | 0 | 0 | 0 | 0 | 0 | 0
|  |  | 2018-19 |  | 0 | 0 | 0 | 0 | 0 | 0 | 0 | 0 | 0 | 0 | 0 | 0 | 0 | 0 | 0
|  |  | 2019-20 |  | 5.4167 | 5.4167 | 5.4167 | 5.4167 | 5.4167 | 5.4167 | 5.4167 | 5.4167 | 5.4167 | 5.4167 | 5.4167 | 5.4167 | 65 | 5.4167 | 5.4167
Avantika SHEP
|  |  | 2017-18 | MU | 0 | 0 | 0 | 0 | 0 | 0 | 0 | 0 | 0 | 0 | 0 | 0 | 0 | 0 | 0
|  |  | 2018-19 |  | 0 | 0 | 0 | 0 | 0 | 0 | 0 | 0 | 0 | 0 | 0 | 0 | 0 | 0 | 0
|  |  | 2019-20 |  | 2.6667 | 2.6667 | 2.6667 | 2.6667 | 2.6667 | 2.6667 | 2.6667 | 2.6667 | 2.6667 | 2.6667 | 2.6667 | 2.6667 | 32 | 2.6667 | 2.6667
SOLAR
|  |  | 2017-18 | MU | 20.15 | 24.639 | 16.28 | 11.777 | 14.413 | 11.538 | 17.362 | 15.302 | 14.927 | 17.336 | 16.014 | 18.994 | 198.732 | 16.561 | 24.639
| Energy Available |  | 2018-19 |  | 19.324 | 28.627 | 23.44 | 17.526 | 17.286 | 21.963 | 21.3617 | 21.3617 | 21.3617 | 21.3617 | 21.3617 | 21.3617 | 256.336 | 21.3613 | 28.627
|  |  | 2019-20 |  | 57.1667 | 57.1667 | 57.1667 | 57.1667 | 57.1667 | 57.1667 | 57.1667 | 57.1667 | 57.1667 | 57.1667 | 57.1667 | 57.1667 | 686 | 57.1667 | 57.1667
BIOMASS
Shalivahan
| Energy Available |  | 2017-18 | MU | 0 | 0.074 | 5.37 | 2.454 | 2.901 | 1.571 | 4.167 | 4.121 | 8.41 | 5.021 | 6.525 | 6.611 | 47.225 | 3.9354 | 8.41
|  |  | 2018-19 |  | 6.478 | 6.939 | 5.49 | 5.102 | 1.193 | 2.83 | 4.6717 | 4.6717 | 4.6717 | 4.6717 | 4.6717 | 4.6717 | 56.062 | 4.6718 | 6.939
|  |  | 2019-20 |  | 6.6667 | 6.6667 | 6.6667 | 6.6667 | 6.6667 | 6.6667 | 6.6667 | 6.6667 | 6.6667 | 6.6667 | 6.6667 | 6.6667 | 80 | 6.6667 | 6.6667
BIOMASS
| Wind Power thru PTC (Phase - I) |  | 2017-18 | MU | 0 | 0 | 0 | 0 | 0 | 0 | 0 | 0 | 0 | 0 | 0 | 0 | 0 | 0 | 0
|  |  | 2018-19 |  | 0 | 0 | 0 | 0 | 0 | 0 | 0 | 0 | 0 | 0 | 0 | 0 | 0 | 0 | 0
|  |  | 2019-20 |  | 7.0833 | 7.0833 | 7.0833 | 7.0833 | 7.0833 | 7.0833 | 7.0833 | 7.0833 | 7.0833 | 7.0833 | 7.0833 | 7.0833 | 85 | 7.0833 | 7.0833
BIOMASS
Wind Power thru PTC (Phase - II)
| Energy Available |  | 2017-18 | MU | 0 | 0 | 0 | 0 | 0 | 0 | 0 | 0 | 0 | 0 | 0 | 0 | 0 | 0 | 0
|  |  | 2018-19 |  | 0 | 0 | 0 | 0 | 1.148 | 5.701 | 1.1417 | 1.1417 | 1.1417 | 1.1417 | 1.1417 | 1.1417 | 13.699 | 1.1416 | 5.701
|  |  | 2019-20 |  | 14.5833 | 14.5833 | 14.5833 | 14.5833 | 14.5833 | 14.5833 | 14.5833 | 14.5833 | 14.5833 | 14.5833 | 14.5833 | 14.5833 | 175 | 14.5833 | 14.5833
| TOTAL ENERGY DRAWAL |  | 2017-18 | MU | 2217.875 | 2270.43 | 2061.97 | 2119.314 | 2262.293 | 2169.445 | 2124.227 | 1739.43 | 1708.546 | 1840.308 | 1805.703 | 2151.724 | 24471.265 | 2039.2721 | 2270.43
|  |  | 2018-19 |  | 1990.31 | 2243.705 | 2113.71 | 2094.318 | 2276.293 | 2411.6 | 2450.0217 | 1998.5817 | 1756.0317 | 2007.4917 | 2033.2317 | 2140.1517 | 25515.446 | 2126.2872 | 2450.0217
|  |  | 2019-20 |  | 2710.4308 | 2823.6954 | 2548.6256 | 2848.3561 | 3055.2331 | 2911.4895 | 2739.7913 | 2535.7083 | 2383.6992 | 2400.5877 | 2384.721 | 2531.0348 | 31857.0527 | 2654.7544 | 3055.2331
4314.0527
2189.581
47.679
[5 empty] | 2192.57 | 2435.933 | 2355.56 | 2385.096 | 2482.636 | 2532.891 |  |  |  | -16.81
26030.634

## TRT-2
T-2
MAINTENANCE PROGRAMME FOR FINANCIAL YEAR 2019 - 20
UNIT NO. | FROM | TO | REASON OF MAINTENANCE | OUTAGE CAPACITY IN MW
BURLA
# 1 | 01.12.2019 | 31.12.2020 | Annual Maintenance | 49.5
# 2 | 01.03.2020 | 30.03.2020 | Annual Maintenance | 49.5
# 3 | 01.01.2020 | 31.01.2020 | Annual Maintenance | 32
# 4 | 01.02.2020 | 28.02.2020 | Annual Maintenance | 32
# 5 | 25.10.2016 | 30.05.2019 | R & M | 37.5
# 6 | 16.10.2015 | 15.04.2019 | R & M | 37.5
# 7 | 01.11.2019 | 30.11.2019 | Annual Maintenance | 37.5
CHIPLIMA
# 1 | 01.10.2019 | 31.10.2019 | Annual Maintenance | 24
# 2 | 01.01.2020 | 30.01.2020 | Annual Maintenance | 24
BALIMELA
# 1 | 05.08.2016 | 05.02.2019 | R & M | 60
# 2 | 20.11.2017 | 05.02.2019 | R & M | 60
# 3 | 21.12.2019 | 20.01.2020 | Annual Maintenance | 60
# 4 | 01.08.2019 | 31.08.2019 | Annual Maintenance | 60
# 5 | 01.11.2019 | 30.01.2019 | Annual Maintenance | 60
# 6 | 21.04.2019 | 20.05.2019 | Annual Maintenance | 60
# 7 | 26.05.2019 | 25.06.2019 | Gen. Stator Repair | 75
RENGALI
# 1 | 01.11.2019 | 30.11.2019 | Annual Maintenance | 50
# 2 | 01.01.2020 | 31.01.2020 | Annual Maintenance
# 3 | 01.12.2019 | 31.12.2019 | Annual Maintenance | 50
# 4 | 01.02.2020 | 29.02.2020 | Annual Maintenance | 50
# 5 | 01.05.2019 | 15.06.2019 | Annual Maintenance | 50
U.KOLAB
# 1 | 02.01.2020 | 31.01.2020 | Annual Maintenance | 80
# 2 | 02.12.2019 | 31.12.2019 | Annual Maintenance | 80
# 3 | 16.03.2020 | 15.04.2020 | Annual Maintenance | 80
U.INDRAVATI
# 1 | 15.12.2019 | 14.01.2020 | Annual Maintenance | 150
# 2 | 01.11.2019 | 30.11.2019 | Annual Maintenance | 150
# 3 | 01.02.2020 | 03.03.2020 | Annual Maintenance | 150
# 4 | 15.04.2019 | 14.05.2019 | Annual Maintenance | 150
TTPS
# 1 | 01.02.2020 | 15.02.2020 | Boiler Overhaul | 60
# 2 | 25.06.2019 | 09.07.2019 | Boiler Overhaul | 60
# 3 | 20.07.2019 | 03.08.2019 | Boiler Overhaul | 60
# 4 | 13.08.2019 | 27.08.2019 | Boiler Overhaul | 60
# 5 | 09.09.2019 | 28.09.2019 | Boiler Overhaul | 110
# 6 | 09.10.2019 | 28.10.2019 | Boiler Overhaul | 110
IB TPS
# 1 | 11.07.2019 | 31.07.2019 | Minor AOH | 210
# 2 | 06.06.2019 | 30.06.2019 | Medium AOH | 210
# 3 | 01.12.2019 | 25.12.2019 | Minor AOH | 660

## TRT-5
Licencee : GRIDCO |  |  |  |  | OERC | FORM T-5
TARIFF FOR OHPC
Station wise ARR & Average Tariff approved by OERC for Current Year-2018-19
Details of expenses | RHEP | UKHEP | BHEP | HHEP | CHEP | Sub-Total | UIHEP | Total
Saleable Design Energy (MU) | 519.75 | 823.68 | 1171.17 | 677.16 | 485.1 | 3676.86 | 1942.38 | 5619.24
Actual energy sold to GRIDCO Previous year (MU) | 738.1 | 657.12 | 1447.81 | 584.3 | 214.51 | 3641.84 | 1708.03 | 5349.87
Actual energy sold to GRIDCO upto date (MU) | 541.09 | 462.05 | 980.41 | 235 | 92.51 | 2311.06 | 1051.72 | 3362.78
Interest on loan | 1.743 | 0.11 | 0.129 | 0.662 | 0.184 | 2.828 | 0.157 | 2.985
Return on Equity | 2.775 | 0.925 | 10.361 | 10.566 | 2.31 | 26.937 | 47.922 | 74.859
Depreciation | 3.825 | 3.267 | 8.505 | 7.352 | 3.584 | 26.533 | 31.009 | 57.542
O&M expenses | 52.963 | 41.784 | 77.778 | 79.753 | 19.7 | 271.978 | 72.28 | 344.258
Interest on working capital | 2.53 | 1.953 | 3.841 | 3.922 | 0.997 | 13.243 | 4.717 | 17.96
Total ARR (Rs. Crore) | 63.836 | 48.039 | 100.614 | 102.255 | 26.775 | 341.519 | 156.085 | 497.604
Average cost (P/U) | 86.4869 | 73.1054 | 69.4939 | 175.0043 | 124.8194 | 93.7765 | 91.3831 | 93.0124
Station wise ARR & Average Tariff proposed for ensuing Year-2019-20
Details of expenses | RHEP | UKHEP | BHEP | HHEP | CHEP | Sub-Total | UIHEP | Total
Saleable Design Energy (MU) | 519.75 | 823.68 | 1171.17 | 677.16 | 485.1 | 3676.86 | 1942.38 | 5619.24
proposed energy purchased from OHPC for ensuing year (MU) | 663.3 | 780.12 | 1173.15 | 657.59 | 346.5 | 3620.66 | 1950.3 | 5570.96
Interest on loan | 1.743 | 0.11 | 0.129 | 0.662 | 0.184 | 2.828 | 0.157 | 2.985
Return on Equity | 2.775 | 0.925 | 10.361 | 10.566 | 2.31 | 26.937 | 47.922 | 74.859
Depreciation | 3.825 | 3.267 | 8.505 | 7.352 | 3.584 | 26.533 | 31.009 | 57.542
O&M expenses | 52.963 | 41.784 | 77.778 | 79.753 | 19.7 | 271.978 | 72.28 | 344.258
Interest on working capital | 2.53 | 1.953 | 3.841 | 3.922 | 0.997 | 13.243 | 4.717 | 17.96
Total ARR (Rs. Crore) | 63.836 | 48.039 | 100.614 | 102.255 | 26.775 | 341.519 | 156.085 | 497.604
Average cost (P/U) | 96.24 | 61.579 | 85.764 | 155.4996 | 77.2727 | 94.3251 | 80.0313 | 89.3211
Station wiseCapacity Charge & Energy Charge
Name of the Power Stations | Capacity Charge (Rs. crore) |  |  | Energy Charge Rate (P/U)
| Previous year approved | Current year approved | Ensuing year proposed | Previous year approved | Current year approved | Ensuing year proposed
Rengali HEP | 30.718 | 31.918 | 31.918 | 59.101 | 61.41 | 98.46 |  |  | 50% of ARR- Saleble energy
Upper Kolab HEP | 22.958 | 24.02 | 24.02 | 27.872 | 29.162 | 63.84
Balimela HEP | 48.313 | 50.307 | 50.307 | 41.252 | 42.955 | 88.04
HHEP | 48.999 | 51.127 | 51.127 | 72.36 | 75.503 | 157.73
CHEP | 12.922 | 13.387 | 13.387 | 26.638 | 27.597 | 79.29
Upper Indravati HEP | 75.263 | 78.042 | 78.042 | 38.748 | 40.179 | 63.84
Machhakund HEP | 0 | 0 | 0 | 55.068 | 75.34 | 51.17

## TRT-6 TTPS
Licencee GRIDCO.......................................... |  |  |  | OERC |  |  |  |  | T-6
TARIFF COMPUTATION FOR CENTRAL SECTOR THERMAL STATION
Name of Plant: |  | Talcher Thermal Power Station
Descriptions | UNIT | CERC approval for previous year ( FY 2006-07) | CERC approval for Curent year ( 2007-08) | CERC approval for Curent year (2008-09) | CERC approval for ensuing year (FY 2009-10) | CERC approval for previous year (FY 2010-11) | CERC approval for Previous year (FY 2015-16) | CERC approval for Previous year (FY 2017-18) | CERC approval for Current year (FY 2018-19) | Licensee proposal for ensuing year (FY 2019-20)
Capacity | MW | 1000 | 460 | 460 | 460 | 460 | 460 | 460 | 460 | 460
Auxilliary Consumption | % | 7.5% | 11% | 10.5% | 10.5% | 10.5% | 10.5% | 10.5% | 10.5% | 10.5%
Normative PLF | % | 80% | 80% | 80% | 82% | 82% | 85% | 85% | 85% | 85%
Generation Normative | MU/yr | 7008 | 3223.68 | 3223.68 | 3304.272 | 3304.272 | 3425.16 | 3425.16 | 3425.16 | 3425.16
Generation less Aux. (Normative) | MU/yr | 6482.4 | 2869.0752 | 2885.1936 | 2957.3234 | 2957.3234 | 3065.5182 | 3065.5182 | 3065.5182 | 3065.5182
Approved PLF (OERC) / Proposed PLF% | % | 80% | 87.68% | 87.68% | 85.54% | 82% | 82% | 87.7% | 93.61% | 92.25%
Generation Approved | MU/yr |  | 3533.1533 | 3533.1533 | 3447.0089 | 3304.272 | 3304.272 | 3533.9995 | 3772.1489 | 3717.306 |  |  | 3336.04
Generation less aux. (approved) actual | MU/yr |  | 3144.5064 | 3162.1722 | 3085.073 | 2957.3234 | 2957.3234 | 3162.9295 | 3376.0732 | 3336.04 |  | 391.3791
GCV of Coal | Kcal/Kg | 3375 | 3710 | 3710 | 3710 | 3710 | 3710 | 3811.33 | 3811.33 | 3811.33
GCV of Oil | Kcal/Lt | 9880 | 9445 | 9445 | 9445 | 9445 | 9445 | 9730.7 | 9730.7 | 9730.7
Specific Coal Consumption | kg/kWh | 0.72 | 0.83 | 0.8 | 0.8 | 0.8 | 0.8 | 0.75433 | 0.75433 | 0.75433
Specific Oil Consumption | ml/kWh | 2 | 3.5 | 2 | 2 | 2 | 0.5 | 0.5 | 0.5 | 0.5
Coal Price | Rs/Mt | 490.88 | 473.73 | 473.73 | 473.73 | 473.73 |  | 1166.2 | 1166.2 | 1166.2
Oil Price | Rs/Kl | 13367.5 | 17341 | 17341 | 17341 | 17341 |  | 52224.37 | 52224.37 | 52224.37
Station Heat Rate | Kcal/kwh | 2450 | 3100 | 2975 | 2975 | 2975 | 2850 | 2850 | 2850 | 2850
Approved capital cost | Rs.Crs | 2512.16 | 696.01 | 696.01 | 696.01 | 696.01 | 1024.9807 | 1096.2087 | 1096.2087 | 1096.2087
Approved Equity | Rs.Crs | 1256.08 | 348.005 | 348.005 | 348.005 | 348.005 | 451.2636 | 460.4328 | 460.4328 | 467.8901
Gross Loan | Rs.Crs | 1256.08 | 348.01 | 348.01 | 348.01 | 348.01 |  | 621.2486 | 628.3186 | 628.3186
Net Loan | Rs.Crs | 238.73 | 65.04 | 42.68 | 42.68 | 42.68 | 12.4564 | 0 | 0 | 0
Rate of Interest | % | 9.42% | 8.75 | 8.82 | 8.82 | 8.82 | 6.9311 | 8.6368 | 8.564 | 8.564
Rate of Return (wef 01.04.2009) | % | 14% | 14% | 14% | 14% | 23.48% | 19.71% | 19.71% | 19.71% | 19.71%
Current Capital Costs | Rs. Lakhs | 251216 | 696.01 | 696.01 | 696.01 | 696.01 | 1024.9807 | 1096.2087 | 1096.2087 | 1096.2087
Base year for current capital costs | Year | 2004-05 | 2004-05 | 2004-05 | 2004-05 | 2004-05 | 2014-15 | 2014-19 | 2014-19 | 2014-19
O&M Escalation factor | % | 4% | 3.8 | 3.8 | 3.8 | 3.8 | 6.3 | 6.35 | 6.35 | 6.35
Rate of O&M Expenses | Rs. lakhs | 10120 | 9728 | 10098 | 10098 | 15925 | 45.87 | 51.83 | 55.09 | 55.09
Rate of Depreciation | % | 3.53% | 4.5% | 4.5% | 4.5% | 4.5%
Rate of Interest on Working Capital | % | 10.25% | 10.25% | 10.25% | 10.25% | 10.25% |  | 13.5% | 13.5% | 13.5%
Tax Rate | % | [6 empty] | 23.9394 | 23.9394 | 23.9394
Variable Charges |  | 41.103 | 50.82 | 46.05 | 46.22
Total Energy Rate Charges (per unit) | p/kWh | 41.103 | 50.82 | 46.05 | 46.22 | #REF! | #REF! | 166.1 | 166.04 | 169.07
TOTAL VARIABLE CHARGES | Rs. lakhs | 26644.6087 | 15980.3816 | 14561.8029 | 14259.2072 | #REF! | #REF! | 52536.2598 | 56056.3198 | 56402.4283
Fixed Charges
O&M Expenses | Rs. lakhs | 10120 | 9728 | 10098 | 10098 | 10098 | 21760.97 | 24502.57 | 26002.17 | 26002.17
Depreciation | Rs. lakhs | 8875 | 2236 | 2236 | 2236 | 3487 | 4892 | 5887.82 | 6039.32 | 6039.32
Interest on loan | Rs. lakhs | 1832 | 471 | 278 | 278 | 228 | 86.34 | 0 | 0 | 0
Return on Equity | Rs. lakhs | 17585 | 4872 | 4872 | 4872 | 5204 | 8892.38 | 9190.15 | 9220.01 | 9220.01
Interest on Working Capital | Rs. lakhs | 1982 | 897 | 908 | 908 | 1070 | 2917.37 | 3112.14 | 3286.29 | 3286.29
Rennovation & Modernisation Expenses | Rs. lakhs |  | 0 | 0 | 1390 |  |  | 0 | 0 | 0
Impact of FERV |  | 0.68 | 0 | 0 | 0 | 0 |  | 0 | 0 | 0 |  |  | 3208.51 | 32.8629
TOTAL FIXED CHARGES (APPROVED/NORMATIVE) | Rs. lakhs | 40393 | 18204 | 18392 | 19782 | 20088 | 38550.06 | 42692.68 | 44547.79 | 44547.79
FIXED CHARGES (APPROVED/NORMATIVE) | p/kWh | 62.3118 | 57.8914 | 58.1626 | 64.1217 | 67.9263 | 130.3546 | 134.9783 | 131.9515 | 133.5349
TOTAL TARIFF (APPROVED/NORMATIVE) | p/kWh | 103.4148 | 108.7114 | 104.2126 | 110.3417 | #REF! | #REF! | 301.0783 | 297.9915 | 302.6049
Cumulative deemed generation | MU per yr | 7008 | 0 | 0 | 0 | 0 | 0 | 0 | 0
Station generation at Normative level | MU per yr | 6482.4 | 2869.0752 | 2885.1936 | 2957.3234 | 2957.3234 | 3065.5182 | 3065.5182 | 3065.5182 | 3065.5182
Total Plant availability | % |  | 87.68% | 87.68% | 85.54% | 82% |  | 87.7% | 93.61% | 92.25%
Normative PLF | % | 80% | 80% | 80% | 82% | 82% | 85% | 85% | 85% | 85%
Incentive PLF | % | 80% | 80% | 80% | 82% | 82% | 85% | 85% | 85% | 85%
Dis-incentive PLF | % | 80 | 80% | 80% | 82% | 82% | 85% | 85% | 85% | 85%
Units for Incentive | MU | 0 | 275.4312 | 276.9786 | 127.7495 | 0 | 0 | 97.4113 | 310.555 | 270.5218
Units for Dis-incentive | MU | 0 | 0 | 0 | 0 | 0 | 0 | 0 | 0
Incentive rate per % rise over normative or approved PLF | p/kWh | 25 | 25 | 25 | 25 | 25 | 50 | 50 | 50 | 50
Dis-incentive rate | As per PPA
Incentive ( OERC Approval) | Rs. lakhs | 0 | 1137 | 692.4465 | 319.3738 | 0 | 0 | 487.0567 | 1552.7751 | 1352.609
Dis-incentive | Rs. lakhs | 0 | 0 | 0 | 0 | 0 | 0 | 0 | 0
Total Fixed cost with Incentive or dis-incentive | Rs. lakhs | 40393 | 19341 | 19084.4465 | 20101.3738 | 20088 | 38550.06 | 43179.7367 | 46100.5651 | 45900.399
Fixed Charges (with incentive/ dis-incentive) | p/kWh | 62.3118 | 61.5073 | 60.3523 | 65.1569 | 67.9263 | 130.3546 | 136.5182 | 136.5508 | 137.5895
Total tariff (with incentive/ dis-incentive) | p/kWh | 103.4148 | 119.3987 | 118.5149 | 129.2785 | 67.9263 | 130.3546 | 136.5182 | 136.5508 | 137.5895
Additional cost due to FPA | Rs. lakhs | 0 | 7100.2955 | 7269.8339 | 9995.6364 | 14381.4639 | 18968.2725 | 0 | 0 | 0
FPA Rate (OERC Approval) | p/kWh | 0 | 22.58 | 22.99 | 32.4 | 48.63 | 64.14 | 0 | 0 | 0
Year End Charges ( OERC Approval)
Incentive/ (disincentive) | Rs. lakhs | 0 | 1137 | 692.4465 | 319.3738 | 0 | 0 | 487 | 1553 | 569
Income tax (OERC Approval) | Rs. lakhs | 0 | 2134 | 4277 | 1892 | 1892 | 0 | 0 | 0 | 0 | 0
Impact of Income Tax | p/kWh | 0 | 6.7864 | 13.5255 | 6.1328 | 6.3977 | 0 | 0 | 0 | 0
Water cess & water tax | Rs. lakhs | 0 | 0 | 17 | 12.36 | 12 | 12 | 16 | 12 | 12
Impact of water cess & water tax | p/kWh | 0 | 0 | 0.053761 | 0.040064 | 0.040577 | 0.040577 | 0.050586 | 0.035544 | 0.035971
ED (OERC Approval) | Rs. lakhs | 0 | 777 | 742 | 724 | 694 | 694 | 1113 | 2178 | 2076
ED (OERC Approval) | p/kWh | 0 | 2.471 | 2.3465 | 2.3468 | 2.3467 | 2.3467 | 3.5189 | 6.4513 | 6.2229
Other Charges, if any (DSM+SLDC Charges) | Rs. lakhs | 0 | 1357 | 0 | 0 | 0 | 0 | 36 | 36 | 467
Total Year End Charges | Rs. lakhs | 0 | 5405 | 5728.4465 | 2947.7338 | 2598 | 706 | 1652 | 3779 | 3124
Total Year End Charges | p/kWh | 0 | 17.1887 | 18.1155 | 9.5548 | 8.785 | 2.3873 | 5.223 | 11.1935 | 9.3644
Total cost inclusive of FC+VC+ FPA+ IT +W.Cess & Tax & Others | Rs.Crs | 670.3761 | 666.3461 | 663.7461 | 469.8458 | #REF! | #REF! | 968.8094 | 1043.8311 | 1040.7422
Total charges inclusive of FC+VC+ FPA+ IT +W.Cess & Tax & Others | p/kWh | 103.4148 | 148.4801 | 145.3181 | 152.2965 | #REF! | #REF! | 306.3013 | 309.185 | 311.9693
PGCIL Tr Charge | p/kWh
Tr.Loss |  | 3.64% | 0% | 0% | 0% | 0% | 0% | 0% | 0% | 0%
TOTAL RATE INCLUDING LOSS +TRANSMISSION
Rate including Central loss
Gridco's Share | % | 31.8% | 100% | 100% | 100% | 100% | 100% | 100% | 100% | 100%
Gridco's Share of Energy excl. loss | MU | 2072.865 | 3144.5064 | 3162.1722 | 3085.073 | 2957.3234 | 2957.3234 | 3162.9295 | 3376.0732 | 3336.04
Gridco's Share of the Fixed Costs | Rs. lakhs | 12844.974 | 18204 | 18392 | 19782 | 20088 | 38550.06 | 42692.68 | 44547.79 | 44547.79
Per unit Variable Charges | p/kWh | 42.6557 | 50.82 | 46.05 | 46.22 | #REF! | #REF! | 166.1 | 166.04 | 169.07
Fixed Charges (Approved/ Normative) | p/kWh | 61.9672 | 57.8914 | 58.1626 | 64.1217 | 67.9263 | 130.3546 | 134.9783 | 131.9515 | 133.5349
FPA Rate | p/kWh | 25.9565 | 22.58 | 22.99 | 32.4 | 48.63 | 64.14 | 0 | 0 | 0
Total Year End Charges | p/kWh | #REF! | 17.1887 | 18.1155 | 9.5548 | 8.785 | 2.3873 | 5.223 | 11.1935 | 9.3644
PGCIL Transmission charges | p/kWh | 23.25 | 0 | 0 | 0 | 0 | 0 | 0 | 0 | 0
Total rate incl. loss & transmission charges | p/kWh | #REF! | 148.4801 | 145.3181 | 152.2965 | #REF! | #REF! | 306.3013 | 309.185 | 311.9693
Fixed Cost Based on Normative | p/kWh | 62.3118 | 57.8914 | 58.1626 | 64.1217 | 67.9263 | 130.3546 | 134.9783 | 131.9515 | 133.5349
VARIABLE COST | p/kWh | 42.6468 | 50.82 | 46.05 | 46.22 | #REF! | #REF! | 166.1 | 166.04 | 169.07

## T-8
POWER PURCHASED FROM CENTRAL HYDRO STATION
Licencee GRIDCO |  |  | OERC | FORM TRT-8
TARIFF FOR CHUKHA
Capacity (MW) |  | Previous Year | Current Year | Ensuing Year
Share of GRIDCO | % | 15.19% | 15.19% | 15.19%
Cetral Sector Loss | % | 2.07% | 2.01% | 2.49%
Central transmission charges | P/Kwh | 42.68 | 83.29 | 39.72
Previous Year -2017-18 |  | Apr | May | Jun | Jul | Aug | Sep | Oct | Nov | Dec | Jan | Feb | Mar | TOTAL
Energy Sent Out after Aux. | MU | 133.288 | 125.9211 | 183.636 | 319.1448 | 309.8726 | 277.4971 | 230.6581 | 100.3851 | 44.4849 | 12.4545 | 0 | 0 | 1737.3422
Net energy available to beneficiaries for Sharing after loss | MU | 130.7155 | 123.302 | 312.6342 | 302.8695 | 271.4476 | 226.0219 | 225.7912 | 97.9056 | 43.2972 | 12.0485 | 0 | 0 | 1746.0332
Share of GRIDCO from net availability | MU | 19.856 | 18.881 | 27.26 | 47.382 | 46.124 | 41.305 | 34.298 | 14.872 | 6.577 | 1.83 | 0 | 0 | 258.385
Cost of power | p/kWh
Rate incl loss | p/kWh | 293.259 | 283.206 | 285.16 | 306.709 | 279.549 | 287.1 | 281.223 | 283.202 | 319.546 | 257.894 | 0 | 0 | 288.9466
Cost to GRIDCO | Rs. lakhs | 582.2951 | 534.7212 | 777.3462 | 1453.2486 | 1289.3918 | 1185.8666 | 964.5386 | 421.178 | 210.1654 | 47.1946 | 0 | 0 | 7465.9461
Current Year-2018-19 |  | 39.72 TOTAL: TOTAL
Energy Sent Out after Aux. | MU | 23.3076 | 0 | 0 | 312.3198 | 314.4343 | 272.1851 | 139.9663 | 54.5523 | 58 | 52 | 30 | 45 | 1301.7654
Net energy available to beneficiaries for Sharing after loss | MU | 22.7925 | 0 | 0 | 305.6615 | 264.6183 | 136.3692 | 53.4558 | 56.8342 | 50.9548 | 29.397 | 44.0955 | 1274.8188 | 2238.9977
Share of GRIDCO from net availability | MU | 3.462 | 18.307 | 26.48 | 46.118 | 46.435 | 40.514 | 30.22 | 30.22 | 30.22 | 30.22 | 30.22 | 30.22 | 362.636
Cost of power | p/kWh
Rate incl loss | p/kWh | 301.018 | 286.75 | 285.876 | 311.054 | 340.268 | 287.1 | 233.7 | 233.7 | 233.7 | 233.7 | 233.7 | 233.7
Cost to GRIDCO | Rs. lakhs | 104.2124 | 524.9532 | 756.9996 | 1434.5188 | 1580.0345 | 1163.1569 | 706.2414 | 706.2414 | 706.2414 | 706.2414 | 706.2414 | 706.2414 | 9801.3239
Ensuing Year-2019-20
Energy Sent Out after Aux. | MU | 66.7 | 120 | 135 | 274 | 280 | 230 | 244 | 130 | 90 | 55.4 | 67 | 70 | 1762.1
Net energy available to beneficiaries for Sharing after loss | MU | 65.0392 | 117.012 | 131.6385 | 267.1774 | 273.028 | 224.273 | 237.9244 | 126.763 | 87.759 | 54.0205 | 65.3317 | 68.257 | 1718.2237
Share of GRIDCO from net availability | MU | 9.8794 | 17.7741 | 19.9959 | 40.5842 | 41.473 | 34.0671 | 36.1407 | 19.2553 | 13.3306 | 8.2057 | 9.9239 | 10.3682 | 260.9982
Cost of power | p/kWh | 240.16 | 240.16 | 240.16 | 240.16 | 240.16 | 240.16 | 240.16 | 240.16 | 240.16 | 240.16 | 240.16 | 240.16
Rate incl loss | p/kWh | 246.14 | 246.14 | 246.14 | 246.14 | 246.14 | 246.14 | 246.14 | 246.14 | 246.14 | 246.14 | 246.14 | 246.14 | 246.14
Cost to GRIDCO | Rs. lakhs | 243.1728 | 437.4923 | 492.1788 | 998.9407 | 1020.8153 | 838.5268 | 889.5676 | 473.9499 | 328.1192 | 201.9756 | 244.2665 | 255.2038 | 6424.2092
TARIFF FOR TALA
Capacity |  | 42.68 Apr: Previous Year; 83.29 May: Current Year; 39.72 Jun: Ensuing Year
Share of GRIDCO | % | 42.68 Apr: 4.25%; 83.29 May: 4.25%; 39.72 Jun: 4.25%
Cetral Sector Loss | % | 42.68 Apr: 2.07%; 83.29 May: 2.01%; 39.72 Jun: 2.49%
Central transmission charges | P/Kwh | 42.68 Apr: 42.68; 83.29 May: 83.29; 39.72 Jun: 39.72
Previous Year -2017-18 |  | 39.72 TOTAL: TOTAL
Energy Sent Out after Aux. | MU | 64.6272 | 171.9007 | 304.8277 | 661.5071 | 664.7442 | 568.9193 | 316.0956 | 99.5806 | 35.5537 | 1.8979 | 0 | 0 | 2889.6539
Net energy available to beneficiaries for Sharing after loss | MU | 63.3799 | 168.3252 | 298.6093 | 646.557 | 650.2527 | 556.9151 | 308.288 | 96.9218 | 34.3946 | 1.8386 | 0 | 0 | 2825.4823
Share of GRIDCO from net availability | MU | 1.87 | 5.74 | 13.67 | 26.58 | 27.42 | 26.97 | 21.66 | 7.9 | 3.36 | 0.88 | 0.26 | 1.16 | 137.47
Cost of power | p/kWh
Rate incl loss | p/kWh | 280.004 | 270.036 | 271.86 | 293.408 | 266.283 | 273.83 | 267.943 | 269.853 | 306.19 | 244.456 | 0 | 0 | 272.458
Cost to GRIDCO | Rs. lakhs | 52.3607 | 155.0007 | 371.6326 | 779.8785 | 730.148 | 738.5195 | 580.3645 | 213.1839 | 102.8798 | 21.5121 | 0 | 0 | 3745.4804
Current Year-2018-19 |  | 39.72 TOTAL: TOTAL
Energy Sent Out after Aux. | MU | 0 | 0 | 0 | 651.1047 | 650.7576 | 547.7991 | 181.3027 | 53.9419 | 90 | 20 | 72 | 23 | 2289.906
Net energy available to beneficiaries for Sharing after loss | MU | 0 | 0 | 0 | 632.9389 | 632.6665 | 533.7207 | 177.6585 | 52.8576 | 88.191 | 19.598 | 70.5528 | 22.5377 | 2230.7217
Share of GRIDCO from net availability | MU | 0 | 6.744 | 12.08 | 26.9 | 26.888 | 22.814 | 15.905 | 15.905 | 15.905 | 15.905 | 15.905 | 15.905 | 190.856
Cost of power | p/kWh
Rate incl loss | p/kWh | 0 | 267.353 | 261.98 | 261.022 | 285.342 | 315.512 | 237.39 | 237.39 | 237.39 | 237.39 | 237.39 | 237.39 | 259.4298
Cost to GRIDCO | Rs. lakhs | 0 | 180.3029 | 316.4718 | 702.1492 | 767.2276 | 719.8091 | 377.5688 | 377.5688 | 377.5688 | 377.5688 | 377.5688 | 377.5688 | 4951.3733
Ensuing Year-2019-20 |  | 39.72 TOTAL: TOTAL
Energy Sent Out after Aux. | MU | 60 | 208 | 400 | 710 | 640 | 553 | 400 | 154 | 72.571 | 20 | 20 | 20 | 3257.571
Net energy available to beneficiaries for Sharing after loss | MU | 58.506 | 202.8208 | 390.04 | 692.321 | 624.064 | 539.2303 | 390.04 | 150.1654 | 70.764 | 19.502 | 19.502 | 19.502 | 3176.4575
Share of GRIDCO from net availability | MU | 2.4865 | 8.6199 | 16.5767 | 29.4236 | 26.5227 | 22.9173 | 16.5767 | 6.382 | 3.0075 | 0.82884 | 0.82884 | 0.82884 | 134.9994
Cost of power | p/kWh | 216 | 216 | 216 | 216 | 216 | 216 | 216 | 216 | 216 | 216 | 216 | 216
Rate incl loss | p/kWh | 221.37 | 221.37 | 221.37 | 221.37 | 221.37 | 221.37 | 221.37 | 221.37 | 221.37 | 221.37 | 221.37 | 221.37 | 221.37
Cost to GRIDCO | Rs. lakhs | 55.0438 | 190.8184 | 366.9584 | 651.3512 | 587.1335 | 507.32 | 366.9584 | 141.279 | 66.5763 | 18.3479 | 18.3479 | 18.3479 | 2988.4827
TARIFF FOR TEESTA
Capacity | bar: 42.68 Apr
Fixed Cost approved by CERC |  | 42.68 Apr: Rs. Crore
|  | Previous Year | Current Year | Ensuing Year
Share of GRIDCO | % | 42.68 Apr: 20.59%; 83.29 May: 23.4%; 39.72 Jun: 23.4%
Cetral Sector Loss | % | 42.68 Apr: 2.15%; 83.29 May: 2.01%; 39.72 Jun: 3.03%
Central transmission charges | P/Kwh | 42.68 Apr: 42.68; 83.29 May: 83.29; 39.72 Jun: 39.72
Previous Year -2017-18 |  | 39.72 TOTAL: TOTAL
Energy Sent Out after Aux. | MU | 217.7372 | 262.2724 | 328.079 | 358.326 | 355.902 | 352.2258 | 313.1978 | 143.1832 | 100.9093 | 73.413 | 61.9047 | 0 | 2567.1505
Net energy available to beneficiaries for Sharing after loss | MU | 213.5348 | 256.8172 | 321.3862 | 350.2278 | 348.1433 | 345.1461 | 306.5894 | 139.3459 | 97.9627 | 70.8362 | 59.769 | 0 | 2509.7587
Share of GRIDCO from net availability | MU | 44.971 | 52.936 | 67.52 | 71.624 | 71.807 | 73.177 | 64.568 | 29.346 | 20.631 | 14.918 | 12.722 | 20.409 | 544.629
Cost of power | p/kWh
Rate incl loss | p/kWh | 311.353 | 283.984 | 252.4 | 274.044 | 246.968 | 256.06 | 260.797 | 367.944 | 432.949 | 505.271 | 585.08 | 447.2756 | 299.0204 | 447.2756
Cost to GRIDCO | Rs. lakhs | 1400.1856 | 1503.2977 | 1704.2048 | 1962.8127 | 1773.4031 | 1873.7703 | 1683.9141 | 1079.7685 | 893.2171 | 753.7633 | 744.3388 | 912.8448 | 16285.5206
Current Year-2018-19 |  | 39.72 TOTAL: TOTAL
Energy Sent Out after Aux. | MU | 137.858 | 0 | 0 | 364.926 | 365.52 | 332.702 | 276.536 | 137.23 | 101 | 78 | 70 | 100 | 1963.772
Net energy available to beneficiaries for Sharing after loss | MU | 133.4328 | 0 | 0 | 353.7228 | 354.4447 | 323.3198 | 270.9776 | 134.4717 | 98.9699 | 76.4322 | 68.593 | 97.99 | 1912.3545
Share of GRIDCO from net availability | MU | 27.474 | 52.609 | 68.65 | 72.832 | 72.98 | 67.126 | 60.2783 | 60.2783 | 60.2783 | 60.2783 | 60.2783 | 60.2783 | 723.341
Cost of power | p/kWh
Rate incl loss | p/kWh | 392.922 | 284.037 | 247.68 | 242.379 | 266.788 | 298.539 | 237.39 | 237.39 | 237.39 | 237.39 | 237.39 | 237.39 | 256.8097
Cost to GRIDCO | Rs. lakhs | 1079.5139 | 1494.2903 | 1700.3232 | 1765.2947 | 1947.0188 | 2003.9729 | 1430.9474 | 1430.9474 | 1430.9474 | 1430.9474 | 1430.9474 | 1430.9474 | 18576.0979
Ensuing Year-2019-20 |  | 39.72 TOTAL: TOTAL
Energy Sent Out after Aux. | MU | 118 | 230 | 218 | 287.05 | 318 | 226 | 209.4 | 101 | 93 | 60 | 30 | 80 | 1970.45
Net energy available to beneficiaries for Sharing after loss | MU | 114.4246 | 223.031 | 211.3946 | 278.3524 | 308.3646 | 219.1522 | 203.0552 | 97.9397 | 90.1821 | 58.182 | 29.091 | 77.576 | 1910.7454
Share of GRIDCO from net availability | MU | 26.7754 | 52.0729 | 49.4663 | 65.1345 | 72.1573 | 51.2816 | 47.5149 | 22.9179 | 21.1026 | 13.6146 | 6.8073 | 18.1528 | 446.9981
Cost of power | p/kWh | 232.6 | 232.6 | 232.6 | 232.6 | 232.6 | 232.6 | 232.6 | 232.6 | 232.6 | 232.6 | 232.6 | 232.6
Rate incl loss | p/kWh | 239.64 | 239.64 | 239.64 | 239.64 | 239.64 | 239.64 | 239.64 | 239.64 | 239.64 | 239.64 | 239.64 | 239.64 | 239.64
Cost to GRIDCO | Rs. lakhs | 641.6446 | 1247.8747 | 1185.4113 | 1560.8822 | 1729.1779 | 1228.9126 | 1138.6474 | 549.2043 | 505.703 | 326.26 | 163.13 | 435.0133 | 10711.8613

## T-9
T-9
Licencee : GRIDCO |  |  |  | OERC | FORM T-9
TARIFF COMPUTATION FOR CENTRAL SECTOR THERMAL STATION
Name of Plant: |  | Farakka Super Thermal Power Station Stage-I & II |  |  | Farakka Super Thermal Power Station -III |  |  | Kahalgaon Super Thermal Power Station Stage-I |  |  | Kahalgaon Super Thermal Power Station Stage- II |  |  | Talcher Super Thermal Power Station Stage- I |  |  | Talcher Super Thermal Power Station Stage- II |  |  | Barh Super Thermal Power Station Stage- II (Unit-IV & Unit-V)
Descriptions | UNIT | CERC approval for previous year (17-18) | CERC approval for current year (18-19) | CERC approval for ensuing year (19-20) | CERC approval for previous year (17-18) | CERC approval for current year (18-19) | CERC approval for ensuing year (19-20) | CERC approval for previous year (17-18) | CERC approval for current year (18-19) | CERC approval for ensuing year (19-20) | CERC approval for previous year (17-18) | CERC approval for current year (18-19) | CERC approval for ensuing year (19-20) | CERC approval for previous year (17-18) | CERC approval for current year (18-19) | CERC approval for ensuing year (19-20) | CERC approval for previous year (17-18) | CERC approval for current year (18-19) | CERC approval for ensuing year (19-20) | CERC approval for previous year (17-18) | CERC approval for current year (18-19) | CERC approval for ensuing year (19-20) (as per petition filing by NTPC)
Capacity | MW | 1600 | 1600 | 1600 | 500 | 500 | 500 | 840 | 840 | 840 | 1500 | 1500 | 1500 | 1000 | 1000 | 1000 | 2000 | 2000 | 2000 | 1320 | 1320 | 1320
Auxilliary Consumption | % | 6.47% | 6.47% | 6.47% | 5.75% | 5.75% | 5.75% | 9% | 9% | 9% | 5.75% | 5.75% | 5.75% | 5.75% | 5.75% | 5.75% | 5.75% | 5.75% | 5.75% | 5.75% | 5.75% | 5.75%
Normative PLF | % | 85% | 85% | 85% | 85% | 85% | 85% | 85% | 85% | 85% | 85% | 85% | 85% | 85% | 85% | 85% | 85% | 85% | 85% | 85% | 85% | 85%
Generation Normative | MU/yr | 11913.6 | 11913.6 | 11913.6 | 3723 | 3723 | 3723 | 6254.64 | 6254.64 | 6254.64 | 11169 | 11169 | 11169 | 7446 | 7446 | 7446 | 14892 | 14892 | 14892 | 9828.72 | 9828.72 | 9828.72
Generation less Aux. (Normative) | MU/yr | 11142.7901 | 11142.7901 | 11142.7901 | 3508.9275 | 3508.9275 | 3508.9275 | 5691.7224 | 5691.7224 | 5691.7224 | 10526.7825 | 10526.7825 | 10526.7825 | 7017.855 | 7017.855 | 7017.855 | 14035.71 | 14035.71 | 14035.71 | 9263.5686 | 9263.5686 | 9263.5686
Approved PLF | % | 85% | 85% | 85% | 85% | 85% | 85% | 85% | 85% | 85% | 85% | 85% | 85% | 85% | 85% | 85% | 85% | 85% | 85% | 85% | 85% | 85%
Generation Approved | MU/yr | 11913.6 | 11913.6 | 11913.6 | 3723 | 3723 | 3723 | 6254.64 | 6254.64 | 6254.64 | 11169 | 11169 | 11169 | 7446 | 7446 | 7446 | 14892 | 14892 | 14892 | 9828.72 | 9828.72 | 9828.72
Generation less aux. (approved) actual | MU/yr | 11142.7901 | 11142.7901 | 11142.7901 | 3508.9275 | 3508.9275 | 3508.9275 | 5691.7224 | 5691.7224 | 5691.7224 | 10526.7825 | 10526.7825 | 10526.7825 | 7017.855 | 7017.855 | 7017.855 | 14035.71 | 14035.71 | 14035.71 | 9263.5686 | 9263.5686 | 9263.5686
GCV of Coal | Kcal/Kg | 5054.77 | 5054.77 | 5054.77 | 5054.77 | 5054.77 | 5054.77 | 3867.77 | 3867.77 | 3867.77 | 3921.7 | 3921.7 | 3921.7 | 4042.33 | 4042.33 | 4042.33 | 4095.156 | 4095.156 | 4095.156 | 3708.63 | 3708.63 | 3708.63
GCV of Oil | Kcal/Lt | 9613.33 | 9613.33 | 9613.33 | 9613.33 | 9613.33 | 9613.33 | 9718.67 | 9718.67 | 9718.67 | 10150.67 | 10150.67 | 10150.67 | 9510 | 9510 | 9510 | 9510 | 9510 | 9510 | 9775 | 9775 | 9775
Specific Coal Consumption | kg/kWh
Specific Oil Consumption | ml/kWh | 0.5 | 0.5 | 0.5 | 0.5 | 0.5 | 0.5 | 0.5 | 0.5 | 0.5 | 0.5 | 0.5 | 0.5 | 0.5 | 0.5 | 0.5 | 0.5 | 0.5 | 0.5 | 0.5 | 0.5 | 0.5
Coal Price | Rs/Mt | 3894.07 | 3894.07 | 3894.07 | 3894.07 | 3894.07 | 3894.07 | 2825.8967 | 2825.8967 | 2825.8967 | 2825.9 | 2825.9 | 2825.9 | 1964.74 | 1964.74 | 1964.74 | 1964.62 | 1964.62 | 1964.62 | 4272.23 | 4272.23 | 4272.23 |  | 609.264
Oil Price | Rs/Kl | 49542.41 | 49542.41 | 49542.41 | 49542.41 | 49542.41 | 49542.41 | 54826.82 | 54826.82 | 54826.82 | 54826.82 | 54826.82 | 54826.82 | 47739.24 | 47739.24 | 47739.24 | 47739.24 | 47739.24 | 47739.24 | 47567 | 47567 | 47567
Station Heat Rate | Kcal/kwh | 2403.13 | 2403.13 | 2403.13 | 2436.621 | 2436.621 | 2436.621 | 2450 | 2450 | 2450 | 2425 | 2425 | 2425 | 2375 | 2375 | 2375 | 2375 | 2375 | 2375 | 2294.76 | 2294.76 | 2294.76
Approved capital cost | Rs.Crs | 3196.7986 | 3196.7986 | 3196.7986 | 2610.4729 | 2610.4729 | 2610.4729 | 2192.3938 | 2219.9165 | 2219.9165 | 5572.984 | 5583.984 | 5583.984 | 2817.1425 | 2867.1915 | 2867.1915 | 5538.2753 | 5747.2607 | 5747.2607 | 10679.4898 | 10949.4418 | 10949.4418
Approved Equity | Rs.Crs | 1566.777 | 1566.777 | 1566.777 | 783.1419 | 783.1419 | 783.1419 | 1076.7655 | 1067.3004 | 1067.3004 | 1669.6452 | 1673.5452 | 1673.5452 | 1354.5966 | 1361.8836 | 1361.8836 | 1633.7541 | 1692.8304 | 1692.8304 | 3149.5963 | 3244.3397 | 3244.3397
Gross Loan | Rs.Crs | 1630.0215 | 1630.0215 | 1630.0215 | 1826.3827 | 1826.3827 | 1826.3827 | 1110.0588 | 1129.4768 | 1129.4768 | 3890.5888 | 3901.0888 | 3901.0888 | 1471.3018 | 1505.3078 | 1505.3078 | 3840.1527 | 3867.7927 | 3867.7927 | 7222.4734 | 7475.6428 | 7475.6428
Net Loan | Rs.Crs | 0 | 0 | 0 | 1087.3553 | 955.6274 | 955.6274 | 19.208 | 19.0559 | 19.0559 | 1480.1264 | 1202.6988 | 1202.6988 | 0 | 0 | 0 | 0 | 43.0942 | 43.0942 | 6110.9229 | 5781.3025 | 5781.3025
Rate of Interest | % | 8.85% | 1% | 1% | 9.738% | 9.64% | 9.64% | 2.34% | 2.34% | 2.34% | 9.225% | 9.209% | 9.209% | 11.6% | 0% | 0% | 8.173% | 8.401% | 8.401% | 8.183% | 8.256% | 8.256%
Rate of Return (upto 31.10.98) | %
Rate of Return | % | [9 empty] | 19.71% | 19.71% | 19.71% | [6 empty] | 19.71% | 19.71% | 19.71%
Current Capital Costs | Rs. lakhs | 3196.7986 | 3196.7986 | 3196.7986 | 2610.4729 | 2610.4729 | 2610.4729 | 2192.3938 | 2192.3938 | 2192.3938 | 5572.984 | 5583.984 | 5583.984 | 2817.1425 | 2867.1915 | 2867.1915 | 5538.2753 | 5747.2607 | 5747.2607 | 10679.4898 | 10949.4418 | 10949.4418
Base year for current capital costs | Year
O&M Escalation factor | %
Rate of O&M Expenses | %
Rate of Depreciation | % | na |  |  | 5.046% | 5.046% | 5.046% | na | na |  | 5.116% | 5.116% | 5.116% | na | na | na | 5.18% | 5.18% | 5.18% | 5.168% | 5.168% | 5.168%
Rate of Interest on Working Capital | % | 13.5% | 13.5% | 13.5% | 13.5% | 13.5% | 13.5% | 13.5% | 13.5% | 13.5% | 13.5% | 13.5% | 13.5% | 13.5% | 13.5% | 13.5% | 13.5% | 13.5% | 13.5% | 13.5% | 13.5% | 13.5%
Tax Rate | % | 21.34% | 21.34% | 21.34% | 21.34% | 21.34% | 21.34% | 23.94% | 23.94% | 23.94% | 21.34% | 21.34% | 21.34% | 21.34% | 21.34% | 21.34% | 21.34% | 21.34% | 21.34% | 21.34% | 21.34% | 21.34%
Energy Charge Rate (ECR) | p/kWh | 264.31 | 269.52 | 226.95 | 265.82 | 271.06 | 228.9 | 241.49 | 237.07 | 225.36 | 219.34 | 222.27 | 215.88 | 156.93 | 158.12 | 169.93 | 156.91 | 158.91 | 170.01 | 0 | 0 | 222.3
Fixed Charges
O&M Expenses | Rs.Crs | 372.4473 | 395.4073 | 395.4073 | 88.4719 | 93.9169 | 93.9169 | 241.08 | 256.284 | 256.284 | 278.69 | 296.235 | 296.235 | 214.8245 | 228.3611 | 228.3611 | 429.649 | 456.7223 | 456.7223 | 231.9664 | 246.4514 | 246.4514
Depreciation | Rs.Crs | 79.408 | 34.1454 | 34.1454 | 131.4756 | 131.7279 | 131.7279 | 57.176 | 60.6648 | 60.6648 | 284.4631 | 285.1276 | 285.1276 | 106.319 | 109.0258 | 109.0258 | 92.781 | 103.1956 | 103.1956 | 542.5285 | 558.8483 | 558.8483
Interest on loan | Rs.Crs | 0 | 0 | 0 | 111.9427 | 98.4729 | 98.4729 | 0 | 0 | 0 | 149.1817 | 123.5273 | 123.5273 | 0 | 0 | 0 | 0 | 1.8102 | 1.8102 | 500.0385 | 477.287 | 477.287
Return on Equity | Rs.Crs | 308.7334 | 308.7334 | 308.7334 | 154.0225 | 154.3181 | 154.3181 | 209.5044 | 210.318 | 210.318 | 329.0036 | 329.7721 | 329.7721 | 266.9314 | 268.3673 | 268.3673 | 325.448 | 333.5722 | 333.5722 | 620.6425 | 639.3121 | 639.3121
Interest on Working Capital | Rs.Crs | 128.1916 | 128.5767 | 128.5767 | 49.3475 | 49.3884 | 49.3884 | 69.6345 | 70.6785 | 70.6785 | 120.6298 | 121.1626 | 121.1626 | 59.5662 | 60.5029 | 60.5029 | 111.1487 | 113.2904 | 113.2904 | 173.1322 | 174.3141 | 174.3141
COST OF SECONDARY FUEL OIL | Rs.Crs | 27.6007 | 27.6007 | 27.6007 | 9.226 | 9.226 | 9.226 | 15.601 | 15.601 | 15.601 | 28.8539 | 28.8539 | 28.8539 | 16.7516 | 16.7516 | 16.7516 | 33.5032 | 33.5032 | 33.5032 | 33.5032 | 33.5032 | 33.5032
(Compensastion allowance+ special allowance) | Rs.Crs | 60.0029 | 63.1781 | 63.1781 | 0 | 0 | 0 | 8.4 | 8.4 | 8.4 | 0 | 0 | 0 | 7.5 | 10 | 10 | 4 | 4 | 4 | 0 | 0 | 0
Impact of FERV | Rs.Crs
TOTAL FIXED CHARGES | Rs.Crs | 948.7832 | 930.0409 | 930.0409 | 535.2602 | 527.8242 | 527.8242 | 585.7949 | 606.3453 | 606.3453 | 1161.9682 | 1155.8246 | 1155.8246 | 655.1411 | 676.2571 | 676.2571 | 963.0267 | 1012.5907 | 1012.5907 | 2068.3081 | 2096.2129 | 1727.445 | 1727.45
FIXED CHARGES | p/kWh | 85.1477 | 83.4657 | 83.4657 | 152.5424 | 150.4232 | 150.4232 | 102.9205 | 106.5311 | 106.5311 | 110.3821 | 109.7985 | 109.7985 | 93.3535 | 96.3624 | 96.3624 | 68.6126 | 72.1439 | 72.1439 | 223.2734 | 226.2857 | 186.4773
TOTAL TARIFF | p/kWh | 349.4577 | 352.9857 | 310.4157 | 418.3624 | 416.2432 | 379.3232 | 344.4105 | 343.6011 | 331.8911 | 329.7221 | 332.0685 | 325.6785 | 250.2835 | 254.4824 | 266.2924 | 225.5226 | 231.0539 | 242.1539 | 223.2734 | 226.2857 | 408.7773
Year End Charges
Incentive/ (disincentive) | Rs. lakhs | 0 | 0 | 0 | 0 | 0 | 0 | 0 | 0 | 0 | 0 | 0 | 0 | 0 | 0 | 39 | 0 | 0 | 369 | 0 | 0 | 0
Income tax | Rs. lakhs | 0 | 0 | 0 | 0 | 0 | 0 | 0 | 0 | 0 | 0 | 0 | 0 | 0 | 0 |  | 0 | 0 |  | 0 | 0 | 0
Impact of Income Tax | p/kWh | 0 | 0 | 0 | 0 | 0 | 0 | 0 | 0 | 0 |  | 0 |  | 0 | 0 |  | 0 | 0 |  | 0 | 0 | 0
Water cess & water tax | Rs. lakhs | 102 | 75 | 49 | 2 | 2 | 1 | 16 | 6 | 2 | 1 | 1 | 0.1 | 8 | 8 | 3 | 8 | 9 | 3 | 0 |  | 1
Impact of water cess & water tax | p/kWh
ED | Rs. lakhs | 0 | 0 | 0 |  |  | 0 | 0 | 0 | 0 | 0 | 0 | 0 | 415 | 762 | 949 | 257 | 471 | 403 | 0 | 0 | 0
ED | p/kWh
Other Charges if any | Rs. lakhs | 21 | 25 | 13 | 8 | 10 | 5 | 14 | 14 | 7 | 2 | 2 | 2 | 45 | 36 | 17 | 20 | 20 | 8 | 0 | 10 | 11
Total Year End Charges | Rs. lakhs | 123 | 100 | 62 | 10 | 12 | 6 | 30 | 20 | 9 | 3 | 3 | 2.1 | 468 | 806 | 1008 | 285 | 500 | 783 | 0 | 0 | 12
Total Year End Charges | p/kWh | 0.79931 | 0.64985 | 0.40291 | 0.15789 | 0.18947 | 0.094733
Total cost inclusive of year end charges | Rs.Crs
Total cost inclusive of year end charges | p/kWh
PGCIL Tr Charge | p/kWh | 42.68 | 83.1937 | 39.72 | 42.68 | 83.1937 | 39.72 | 42.68 | 83.1937 | 39.72 | 42.68 | 83.1937 | 39.72 | 42.68 | 83.1937 | 39.72 | 42.68 | 83.1937 | 39.72 | 42.68 | 83.1937 | 39.72
Tr.Loss | % | 1.81% | 1.76% | 1.98% | 1.81% | 1.76% | 1.98% | 1.91% | 1.514% | 2.31% | 1.91% | 1.514% | 2.31% | 2.27% | 1.76% | 2.5% | 2.82% | 2.26% | 2.97% | 0% | 0% | 2.042%
TOTAL RATE INCLUDING LOSS +TRANSMISSION | p/kWh
Rate including Central loss
Gridco's Share | % | 13.81 | 14.18 | 14.1836 | 16.87 | 18.05 | 17.1496 | 15.775 | 16.775 | 15.7749 | 2.621 | 2.621 | 2.6206 | 32.344 | 32.344 | 32.3442 | 10 | 10 | 10 | 14.79 | 14.79 | 14.6884
Gridco's Share of Energy excl. loss |  | 1538.8193 | 1580.0476 | 1580.4445 | 591.9561 | 633.3614 | 601.766 | 897.8692 | 954.7864 | 897.8639 | 275.907 | 275.907 | 275.8667 | 2269.855 | 2269.855 | 2269.8678 | 1403.571 | 1403.571 | 1403.571 | 1370.0818 | 1370.0818 | 1360.6714
Gridco's Share of Energy incl. loss | MU | 1510.9667 | 1552.2388 | 1549.1517 | 581.2417 | 622.2143 | 589.8511 | 880.7199 | 940.331 | 877.1232 | 270.6371 | 271.7297 | 269.4941 | 2218.3293 | 2229.9056 | 2213.1211 | 1363.9903 | 1371.8503 | 1361.8849 | 1370.0818 | 1370.0818 | 1332.9137
Gridco's Share of the Fixed Costs | Rs. Crores | 131.027 | 131.8798 | 131.9129 | 90.2984 | 95.2723 | 90.5196 | 92.4091 | 101.7144 | 95.6504 | 30.4552 | 30.2942 | 30.2897 | 211.8988 | 218.7286 | 218.7298 | 96.3027 | 101.2591 | 101.2591 | 0 | 0 | 253.7343
Per unit Energy Charges | p/kWh | 269.1822 | 274.3485 | 231.5344 | 270.72 | 275.9161 | 233.5238 | 246.1923 | 240.7144 | 230.6889 | 223.611 | 225.6869 | 220.9847 | 160.5751 | 160.9528 | 174.2872 | 160.9333 | 162.5844 | 175.2139 | 0 | 0 | 226.9332
Fixed Charges | p/kWh | 86.7173 | 84.961 | 85.1517 | 155.3543 | 153.1181 | 153.4618 | 104.9246 | 108.1687 | 109.0501 | 112.5314 | 111.4864 | 112.3948 | 95.5218 | 98.0887 | 98.8332 | 70.6036 | 73.812 | 74.3521 | 0 | 0 | 190.3606
Total Year End Charges | p/kWh | 0.82905 | 0.65577 | 0.4083 | 0.17522 | 0.19631 | 0.10378 | 0.34726 | 0.21596 | 0.10503 | 0.11301 | 0.1121 | 0.077942 | 2.1587 | 3.6793 | 4.6714 | 2.1501 | 3.729 | 5.9254 | 0 | 0 | 0.091905
PGCIL Transmission charges | p/kWh | 42.68 | 83.1937 | 39.72 | 42.68 | 83.1937 | 39.72 | 42.68 | 83.1937 | 39.72 | 42.68 | 83.1937 | 39.72 | 42.68 | 83.1937 | 39.72 | 42.68 | 83.1937 | 39.72 | 42.68 | 83.1937 | 39.72
Total rate incl. loss & transmission charges | p/kWh | 399.4086 | 443.1591 | 356.8144 | 468.9296 | 512.4243 | 426.8093 | 394.1441 | 432.2929 | 379.5641 | 378.9354 | 420.4791 | 373.1775 | 300.9356 | 345.9145 | 317.5118 | 276.3671 | 323.3192 | 295.2114 | 0 | 0 | 457.1058
|  |  |  | 0.88827 |  | 55676.6
85.2185
360.49
|  |  |  | 446.5968 |  | 91.6667
478.6868

## T-10
ENERGY CHARGE RATE (ECR) | [11 empty] | OERC | FORM T-10
ECR FORMULA
| ECR=P/KWH= | {(GHR – SFC x CVSF) x LPPF / CVPF + LC x LPL} x 100 / (100 – AUX)
WHERE
AUX = Normative auxiliary energy consumption in percentage.
CVPF = Gross calorific value of primary fuel as fired, in kCal per kg
CVSF = Calorific value of secondary fuel, in kCal per ml.
ECR = Energy charge rate, in Rupees per kWh sent out.
GHR = Gross station heat rate, in kCal per kWh.
LC = Normative limestone consumption in kg per kWh.
LPL = Weighted average landed price of limestone in Rupees per kg.
LPPF = Weighted average landed price of primary fuel, in Rupees per kg, per
SFC = Specific fuel oil consumption, in ml per kWh.
AVERAGE/PPA RATE FOR THE YEAR |  | TSTPS |  | FSTPS |  | KTPS |  | IBTPS |  | TTPS
Pom | RS./KL
Pcm | RS./MT
Kom | KCAL/L
Kcm | KCAL/KG
Pos | RS./KL
Pcs | RS./MT
Kos | KCAL/L
Kcs | KCAL/KG
Ho= | KCAL/KWH
Hc= | KCAL/KWH
AC= | %
FPA Rate | P/KWH
POWER STATION: |  | TTPS
Period | PREVIOUS YEAR(17-18) | [7 empty] | CURRENT YEAR (18-19) | [7 empty] | ENSUING YEAR(19-20)
| GHR | LPPF | CVPF |  | CVSF | SFC | AUX= | ECR | GHR | LPPF | CVPF |  | CVSF | SFC | AUX= | ECR | GHR | LPPF | CVPF |  | CVSF | SFC | AUX= | ECR
MONTHS | KCAL/KWH | RS./MT | KCAL/KG | RS./KL | KCAL/L | ml/Kwh | % | P/KWH | KCAL/KWH | RS./MT | KCAL/KG | RS./KL | KCAL/L | ml/Kwh | % | P/KWH | KCAL/KWH | RS./MT | KCAL/KG | RS./KL | KCAL/L | ml/Kwh | % | P/KWH
April | 2850 | 1758.47 | 3383 | 43674.92 | 9502 | 0.5 | 10.5 | 167.6857 | 2850 | 1838.23 | 3505 | 52126.53 | 9456 | 0.5 | 10.5 | 169.6416 | 2850 | 1858.6963 | 3478.625 | 53571.6 | 9527 | 0.5 | 10.5 | 172.8548
May | 2850 | 1748.12 | 3282 | 45562.65 | 9428 | 0.5 | 10.5 | 171.876 | 2850 | 1695.27 | 3488 | 49612.7 | 9514 | 0.5 | 10.5 | 157.2824 | 2850 | 1858.6963 | 3478.625 | 53571.6 | 9527 | 0.5 | 10.5 | 172.8548
June | 2850 | 1834.86 | 3511 | 44010.86 | 9519 | 0.5 | 10.5 | 168.5964 | 2850 | 1930.64 | 3603 | 55922.51 | 9405 | 0.5 | 10.5 | 173.474 | 2850 | 1858.6963 | 3478.625 | 53571.6 | 9527 | 0.5 | 10.5 | 172.8548
July | 2850 | 1738.44 | 3423 | 43250.06 | 9518 | 0.5 | 10.5 | 163.8702 | 2850 | 1871.54 | 3446 | 55671.18 | 9423 | 0.5 | 10.5 | 175.7683 | 2850 | 1858.6963 | 3478.625 | 53571.6 | 9527 | 0.5 | 10.5 | 172.8548
August | 2850 | 1780.61 | 3370 | 44763.65 | 9425 | 0.5 | 10.5 | 170.4747 | 2850 | 1871.03 | 3364 | 52495.34 | 9598 | 0.5 | 10.5 | 179.7459 | 2850 | 1858.6963 | 3478.625 | 53571.6 | 9527 | 0.5 | 10.5 | 172.8548
September | 2850 | 1767.55 | 3380 | 47660.02 | 9402 | 0.5 | 10.5 | 168.9119 | 2850 | 1884.57 | 3500 | 56981.26 | 9479 | 0.5 | 10.5 | 174.3595 | 2850 | 1858.6963 | 3478.625 | 53571.6 | 9527 | 0.5 | 10.5 | 172.8548
October | 2850 | 1701.38 | 3470 | 46893.19 | 9433 | 0.5 | 10.5 | 158.494 | 2850 | 1889.69 | 3403 | 51535.13 | 9678 | 0.5 | 10.5 | 179.4066 | 2850 | 1858.6963 | 3478.625 | 53571.6 | 9527 | 0.5 | 10.5 | 172.8548
November | 2850 | 1695.8 | 3456 | 51451.04 | 9341 | 0.5 | 10.5 | 158.8693 | 2850 | 1888.6 | 3520 | 54228.15 | 9663 | 0.5 | 10.5 | 173.5915 | 2850 | 1858.6963 | 3478.625 | 53571.6 | 9527 | 0.5 | 10.5 | 172.8548
December | 2850 | 1715.18 | 3544 | 51157.68 | 9440 | 0.5 | 10.5 | 156.7152 | [8 empty] | 2850 | 1858.6963 | 3478.625 | 53571.6 | 9527 | 0.5 | 10.5 | 172.8548
January | 2850 | 1819.41 | 3469 | 48652.56 | 9511 | 0.5 | 10.5 | 169.4515 | [8 empty] | 2850 | 1858.6963 | 3478.625 | 53571.6 | 9527 | 0.5 | 10.5 | 172.8548
February | 2850 | 1888.3 | 3434 | 46983.65 | 9554 | 0.5 | 10.5 | 177.4 | [8 empty] | 2850 | 1858.6963 | 3478.625 | 53571.6 | 9527 | 0.5 | 10.5 | 172.8548
March | 2850 | 1767.84 | 3547 | 44999.45 | 9669 | 0.5 | 10.5 | 160.9545 | [8 empty] | 2850 | 1858.6963 | 3478.625 | 53571.6 | 9527 | 0.5 | 10.5 | 172.8548
AVERAGE RATE FOR THE YEAR | [7 empty] | 166.1083 | [7 empty] | 172.9087 | [7 empty] | 172.8548
POWER STATION: |  | TSTPS-I
Period | PREVIOUS YEAR(17-18) | [7 empty] | CURRENT YEAR (18-19) | [7 empty] | ENSUING YEAR(18-19)
| GHR | LPPF | CVPF |  | CVSF | SFC | AUX= | ECR | GHR | LPPF | CVPF |  | CVSF | SFC | AUX= | ECR | GHR | LPPF | CVPF |  | CVSF | SFC | AUX= | ECR | ECR after C.S Loss
MONTHS | KCAL/KWH | RS./MT | KCAL/KG | RS./KL | KCAL/L | ml/Kwh | % | P/KWH | KCAL/KWH | RS./MT | KCAL/KG | RS./KL | KCAL/L | ml/Kwh | % | P/KWH | KCAL/KWH | RS./MT | KCAL/KG | RS./KL | KCAL/L | ml/Kwh | % | P/KWH | P/KWH
April | 2375 | 2018.99 | 2668 | 26891.53 | 9990.4 | 0.5 | 5.75 | 191.7167 | 2375 | 2020.46 | 3196 | 33968.98 | 9978.3 | 0.5 | 5.75 | 160.7711 | 2375 | 1966.13 | 2882.625 | 37588.8812 | 9990.2375 | 0.5 | 5.75 | 173.5051 | 177.9539
May | 2375 | 2134 | 2709 | 27452.75 | 9994.6 | 0.5 | 5.75 | 199.542 | 2375 | 2054.21 | 3021 | 32101.55 | 9996 | 0.5 | 5.75 | 172.6894 | 2375 | 1966.13 | 2882.625 | 37588.8812 | 9990.2375 | 0.5 | 5.75 | 173.5051 | 177.9539
June | 2375 | 1951.88 | 2890 | 28353.95 | 9994.2 | 0.5 | 5.75 | 171.3375 | 2375 | 2097.16 | 3043 | 33493.91 | 9982.6 | 0.5 | 5.75 | 175.0767 | 2375 | 1966.13 | 2882.625 | 37588.8812 | 9990.2375 | 0.5 | 5.75 | 173.5051 | 177.9539
July | 2375 | 1802.79 | 3229 | 28432.16 | 9996.1 | 0.5 | 5.75 | 141.901 | 2375 | 1984.21 | 2741 | 32101.56 | 9998 | 0.5 | 5.75 | 183.7342 | 2375 | 1966.13 | 2882.625 | 37588.8812 | 9990.2375 | 0.5 | 5.75 | 173.5051 | 177.9539
August | 2375 | 1702.93 | 3194 | 28524.37 | 9995 | 0.5 | 5.75 | 135.5825 | 2375 | 1812.33 | 2924 | 41762.69 | 9994.3 | 0.5 | 5.75 | 158.0729 | 2375 | 1966.13 | 2882.625 | 37588.8812 | 9990.2375 | 0.5 | 5.75 | 173.5051 | 177.9539
September | 2375 | 1800.97 | 3162 | 28774.06 | 9993.4 | 0.5 | 5.75 | 144.7493 | 2375 | 1685.7 | 2704 | 42686.88 | 9988.1 | 0.5 | 5.75 | 159.0269 | 2375 | 1966.13 | 2882.625 | 37588.8812 | 9990.2375 | 0.5 | 5.75 | 173.5051 | 177.9539
October | 2375 | 1617.35 | 3161 | 28790.89 | 9991.2 | 0.5 | 5.75 | 130.1885 | 2375 | 1936.53 | 2624 | 42113.31 | 9994.3 | 0.5 | 5.75 | 187.8127 | 2375 | 1966.13 | 2882.625 | 37588.8812 | 9990.2375 | 0.5 | 5.75 | 173.5051 | 177.9539
November | 2375 | 1611.69 | 2917 | 28407.4 | 9993.8 | 0.5 | 5.75 | 140.4423 | 2375 | 2138.44 | 2808 | 42482.17 | 9990.3 | 0.5 | 5.75 | 193.7533 | 2375 | 1966.13 | 2882.625 | 37588.8812 | 9990.2375 | 0.5 | 5.75 | 173.5051 | 177.9539
December | 2375 | 1747.35 | 2979 | 31395.05 | 9981.3 | 0.5 | 5.75 | 149.1608 | [8 empty] | 2375 | 1966.13 | 2882.625 | 37588.8812 | 9990.2375 | 0.5 | 5.75 | 173.5051 | 177.9539
January | 2375 | 1776.82 | 2973 | 30360.13 | 9989.1 | 0.5 | 5.75 | 151.8959 | [8 empty] | 2375 | 1966.13 | 2882.625 | 37588.8812 | 9990.2375 | 0.5 | 5.75 | 173.5051 | 177.9539
February | 2375 | 1932.27 | 3000 | 30024.66 | 9991.6 | 0.5 | 5.75 | 163.5553 | [8 empty] | 2375 | 1966.13 | 2882.625 | 37588.8812 | 9990.2375 | 0.5 | 5.75 | 173.5051 | 177.9539
March | 2375 | 2000.86 | 2929 | 36897.45 | 9950 | 0.5 | 5.75 | 173.736 | [8 empty] | 2375 | 1966.13 | 2882.625 | 37588.8812 | 9990.2375 | 0.5 | 5.75 | 173.5051 | 177.9539
AVERAGE RATE FOR THE YEAR | [7 empty] | 157.8173 | [7 empty] | 173.8671 | [7 empty] | 173.5051 | 177.9539
POWER STATION: |  | TSTPS-II
Period | PREVIOUS YEAR(17-18) | [7 empty] | CURRENT YEAR (18-19) | [7 empty] | ENSUING YEAR(19-20)
| GHR | LPPF | CVPF |  | CVSF | SFC | AUX= | ECR | GHR | LPPF | CVPF |  | CVSF | SFC | AUX= | ECR | GHR | LPPF | CVPF |  | CVSF | SFC | AUX= | ECR | ECR after C.S Loss
MONTHS | KCAL/KWH | RS./MT | KCAL/KG | RS./KL | KCAL/L | ml/Kwh | % | P/KWH | KCAL/KWH | RS./MT | KCAL/KG | RS./KL | KCAL/L | ml/Kwh | % | P/KWH | KCAL/KWH | RS./MT | KCAL/KG | RS./KL | KCAL/L | ml/Kwh | % | P/KWH | P/KWH
April | 2375 | 2018.99 | 2668 | 25876.19 | 9996 | 0.5 | 5.75 | 191.6626 | 2375 | 2020.46 | 3196 | 33968.98 | 9978.3 | 0.5 | 5.75 | 160.7711 | 2375 | 1964.2712 | 2882 | 37368.005 | 9992.9375 | 0.5 | 5.75 | 173.3683 | 178.6749
May | 2375 | 2134 | 2709 | 27385.81 | 9995 | 0.5 | 5.75 | 199.5384 | 2375 | 2054.21 | 3021 | 32101.55 | 9996 | 0.5 | 5.75 | 172.6894 | 2375 | 1964.2712 | 2882 | 37368.005 | 9992.9375 | 0.5 | 5.75 | 173.3683 | 178.6749
June | 2375 | 1951.88 | 2890 | 28079.47 | 9996 | 0.5 | 5.75 | 171.3228 | 2375 | 2097.16 | 3043 | 32101.56 | 9996 | 0.5 | 5.75 | 175.0024 | 2375 | 1964.2712 | 2882 | 37368.005 | 9992.9375 | 0.5 | 5.75 | 173.3683 | 178.6749
July | 2375 | 1802.79 | 3229 | 28079.47 | 9998 | 0.5 | 5.75 | 141.8822 | 2375 | 1984.21 | 2741 | 32405.41 | 9995.1 | 0.5 | 5.75 | 183.7504 | 2375 | 1964.2712 | 2882 | 37368.005 | 9992.9375 | 0.5 | 5.75 | 173.3683 | 178.6749
August | 2375 | 1702.93 | 3194 | 28386.81 | 9995.9 | 0.5 | 5.75 | 135.5752 | 2375 | 1812.33 | 2924 | 41765.6 | 9998 | 0.5 | 5.75 | 158.073 | 2375 | 1964.2712 | 2882 | 37368.005 | 9992.9375 | 0.5 | 5.75 | 173.3683 | 178.6749
September | 2375 | 1800.97 | 3162 | 28518.63 | 9994.6 | 0.5 | 5.75 | 144.7357 | 2375 | 1685.7 | 2704 | 42367.9 | 9991.5 | 0.5 | 5.75 | 159.0098 | 2375 | 1964.2712 | 2882 | 37368.005 | 9992.9375 | 0.5 | 5.75 | 173.3683 | 178.6749
October | 2375 | 1617.35 | 3161 | 28438.11 | 9993.6 | 0.5 | 5.75 | 130.1697 | 2375 | 1943.12 | 2628 | 42242.2 | 9993 | 0.5 | 5.75 | 188.1677 | 2375 | 1964.2712 | 2882 | 37368.005 | 9992.9375 | 0.5 | 5.75 | 173.3683 | 178.6749
November | 2375 | 1611.69 | 2917 | 28079.47 | 9996 | 0.5 | 5.75 | 140.4249 | 2375 | 2116.98 | 2799 | 41990.84 | 9995.6 | 0.5 | 5.75 | 192.4148 | 2375 | 1964.2712 | 2882 | 37368.005 | 9992.9375 | 0.5 | 5.75 | 173.3683 | 178.6749
December | 2375 | 1747.35 | 2979 | 29796.36 | 9993.3 | 0.5 | 5.75 | 149.0756 | [8 empty] | 2375 | 1964.2712 | 2882 | 37368.005 | 9992.9375 | 0.5 | 5.75 | 173.3683 | 178.6749
January | 2375 | 1776.82 | 3768 | 29441.22 | 9996 | 0.5 | 5.75 | 120.1387 | [8 empty] | 2375 | 1964.2712 | 2882 | 37368.005 | 9992.9375 | 0.5 | 5.75 | 173.3683 | 178.6749
February | 2375 | 1932.28 | 3000 | 29665.01 | 9994.3 | 0.5 | 5.75 | 163.5369 | [8 empty] | 2375 | 1964.2712 | 2882 | 37368.005 | 9992.9375 | 0.5 | 5.75 | 173.3683 | 178.6749
March | 2375 | 2000.86 | 2929 | 32101.56 | 9996 | 0.5 | 5.75 | 173.4799 | [8 empty] | 2375 | 1964.2712 | 2882 | 37368.005 | 9992.9375 | 0.5 | 5.75 | 173.3683 | 178.6749
AVERAGE RATE FOR THE YEAR | [7 empty] | 155.1286 | [7 empty] | 173.7348 | [7 empty] | 173.3683 | 178.6749
POWER STATION: |  | FSTPS-I & II
Period | PREVIOUS YEAR(17-18) | [7 empty] | CURRENT YEAR (18-19) | [7 empty] | ENSUING YEAR(19-20)
| GHR | LPPF | CVPF |  | CVSF | SFC | AUX= | ECR | GHR | LPPF | CVPF |  | CVSF | SFC | AUX= | ECR | GHR | LPPF | CVPF |  | CVSF | SFC | AUX= | ECR | ECR after C.S Loss
MONTHS | KCAL/KWH | RS./MT | KCAL/KG | RS./KL | KCAL/L | ml/Kwh | % | P/KWH | KCAL/KWH | RS./MT | KCAL/KG | RS./KL | KCAL/L | ml/Kwh | % | P/KWH | KCAL/KWH | RS./MT | KCAL/KG | RS./KL | KCAL/L | ml/Kwh | % | P/KWH | P/KWH
April | 2403.13 | 3985.83 | 3702 | 26848.42 | 9720 | 0.5 | 6.47 | 277.5118 | 2403.13 | 3479.95 | 3839 | 31232.29 | 9720 | 0.5 | 6.47 | 234.1049 | 2403.13 | 3258.5725 | 3741.5 | 31519.1025 | 9767.5 | 0.5 | 6.47 | 225.0034 | 229.5484 | 75.4066
May | 2403.13 | 4387.9 | 3925 | 28233.62 | 9640 | 0.5 | 6.47 | 288.1722 | 2403.13 | 3231.92 | 3811 | 31232.29 | 9720 | 0.5 | 6.47 | 219.1243 | 2403.13 | 3258.5725 | 3741.5 | 31519.1025 | 9767.5 | 0.5 | 6.47 | 225.0034 | 229.5484
June | 2403.13 | 4276.69 | 4055 | 26283.37 | 9730 | 0.5 | 6.47 | 271.8402 | 2403.13 | 3207.81 | 3771 | 31232.29 | 9740 | 0.5 | 6.47 | 219.7906 | 2403.13 | 3258.5725 | 3741.5 | 31519.1025 | 9767.5 | 0.5 | 6.47 | 225.0034 | 229.5484
July | 2403.13 | 3843.57 | 3928 | 26284.96 | 9720 | 0.5 | 6.47 | 252.3108 | 2403.13 | 3343.56 | 3689 | 31691.19 | 9850 | 0.5 | 6.47 | 234.094 | 2403.13 | 3258.5725 | 3741.5 | 31519.1025 | 9767.5 | 0.5 | 6.47 | 225.0034 | 229.5484
August | 2403.13 | 3805.9 | 3572 | 26284.96 | 9730 | 0.5 | 6.47 | 274.6124 | 2403.13 | 3425.75 | 3838 | 31691.19 | 9850 | 0.5 | 6.47 | 230.5627 | 2403.13 | 3258.5725 | 3741.5 | 31519.1025 | 9767.5 | 0.5 | 6.47 | 225.0034 | 229.5484
September | 2403.13 | 3501.26 | 3638 | 26723.17 | 9740 | 0.5 | 6.47 | 248.2069 | 2403.13 | 2358.12 | 3594 | 31691.19 | 9700 | 0.5 | 6.47 | 169.9371 | 2403.13 | 3258.5725 | 3741.5 | 31519.1025 | 9767.5 | 0.5 | 6.47 | 225.0034 | 229.5484
October | 2403.13 | 3098.12 | 3339 | 27968.52 | 9710 | 0.5 | 6.47 | 239.4146 | 2403.13 | 3513.47 | 3652 | 31691.19 | 9820 | 0.5 | 6.47 | 248.3796 | 2403.13 | 3258.5725 | 3741.5 | 31519.1025 | 9767.5 | 0.5 | 6.47 | 225.0034 | 229.5484
November | 2403.13 | 3863.91 | 3797 | 27968.52 | 9973 | 0.5 | 6.47 | 262.4171 | 2403.13 | 3508 | 3738 | 31691.19 | 9740 | 0.5 | 6.47 | 242.333 | 2403.13 | 3258.5725 | 3741.5 | 31519.1025 | 9767.5 | 0.5 | 6.47 | 225.0034 | 229.5484
December | 2403.13 | 3283.71 | 3624 | 27968.52 | 9710 | 0.5 | 6.47 | 233.8355 | 2403.13 | [7 empty] | 2403.13 | 3258.5725 | 3741.5 | 31519.1025 | 9767.5 | 0.5 | 6.47 | 225.0034 | 229.5484
January | 2403.13 | 3534.92 | 4013 | 27968.52 | 9740 | 0.5 | 6.47 | 227.3637 | 2403.13 | [7 empty] | 2403.13 | 3258.5725 | 3741.5 | 31519.1025 | 9767.5 | 0.5 | 6.47 | 225.0034 | 229.5484
February | 2403.13 | 3274.88 | 3728 | 27968.52 | 9720 | 0.5 | 6.47 | 226.7461 | 2403.13 | [7 empty] | 2403.13 | 3258.5725 | 3741.5 | 31519.1025 | 9767.5 | 0.5 | 6.47 | 225.0034 | 229.5484
March | 2403.13 | 3624.81 | 3963 | 27968.52 | 9720 | 0.5 | 6.47 | 236.0305 | 2403.13 | [7 empty] | 2403.13 | 3258.5725 | 3741.5 | 31519.1025 | 9767.5 | 0.5 | 6.47 | 225.0034 | 229.5484
AVERAGE RATE FOR THE YEAR | [7 empty] | 253.2052 | [7 empty] | 224.7908 | [7 empty] | 225.0034 | 229.5484
1.0984
POWER STATION: |  | FSTPS-III | [25 empty] | 96729.6213
Period | PREVIOUS YEAR(17-18) | [7 empty] | CURRENT YEAR (18-19) | [7 empty] | ENSUING YEAR(19-20)
| GHR | LPPF | CVPF |  | CVSF | SFC | AUX= | ECR | GHR | LPPF | CVPF |  | CVSF | SFC | AUX= | ECR | GHR | LPPF | CVPF |  | CVSF | SFC | AUX= | ECR | ECR after c.s loss |  |  | 1.0103
MONTHS | KCAL/KWH | RS./MT | KCAL/KG | RS./KL | KCAL/L | ml/Kwh | % | P/KWH | KCAL/KWH | RS./MT | KCAL/KG | RS./KL | KCAL/L | ml/Kwh | % | P/KWH | KCAL/KWH | RS./MT | KCAL/KG | RS./KL | KCAL/L | ml/Kwh | % | P/KWH | P/KWH
April | 2436.62 | 3985.83 | 3711 | 26848.42 | 9720 | 0.5 | 5.75 | 278.5439 | 2436.62 | 3479.94 | 3840 | 31232.29 | 9720 | 0.5 | 5.75 | 235.4759 | 2436.621 | 3258.5712 | 3741.125 | 31519.1025 | 9767.5 | 0.5 | 5.75 | 226.4017 | 230.975 |  |  | 1.0431
May | 2436.62 | 4387.9 | 3934 | 28233.62 | 9640 | 0.5 | 5.75 | 289.2833 | 2436.62 | 3231.92 | 3814 | 31232.29 | 9720 | 0.5 | 5.75 | 220.2917 | 2436.621 | 3258.5712 | 3741.125 | 31519.1025 | 9767.5 | 0.5 | 5.75 | 226.4017 | 230.975
June | 2436.62 | 4276.69 | 4028 | 26283.37 | 9730 | 0.5 | 5.75 | 275.3352 | 2436.62 | 3207.81 | 3767 | 31232.29 | 9740 | 0.5 | 5.75 | 221.3673 | 2436.621 | 3258.5712 | 3741.125 | 31519.1025 | 9767.5 | 0.5 | 5.75 | 226.4017 | 230.975
July | 2436.62 | 3843.57 | 3923 | 26284.96 | 9720 | 0.5 | 5.75 | 254.1821 | 2436.62 | 3343.56 | 3688 | 31691.19 | 9850 | 0.5 | 5.75 | 235.5897 | 2436.621 | 3258.5712 | 3741.125 | 31519.1025 | 9767.5 | 0.5 | 5.75 | 226.4017 | 230.975 |  |  | 117693832.098
August | 2436.62 | 3805.9 | 3564 | 26284.96 | 9730 | 0.5 | 5.75 | 276.9176 | 2436.62 | 3425.75 | 3832 | 31691.19 | 9850 | 0.5 | 5.75 | 232.3336 | 2436.621 | 3258.5712 | 3741.125 | 31519.1025 | 9767.5 | 0.5 | 5.75 | 226.4017 | 230.975 |  |  | 123392174.0875
September | 2436.62 | 3501.26 | 3639 | 26723.17 | 9740 | 0.5 | 5.75 | 249.6623 | 2436.62 | 2358.12 | 3597 | 31691.19 | 9700 | 0.5 | 5.75 | 170.8291 | 2436.621 | 3258.5712 | 3741.125 | 31519.1025 | 9767.5 | 0.5 | 5.75 | 226.4017 | 230.975 |  |  | 1480706089.0498
October | 2436.62 | 3098.12 | 3330 | 27968.52 | 9710 | 0.5 | 5.75 | 241.5296 | 2436.62 | 3513.47 | 3655 | 31691.19 | 9820 | 0.5 | 5.75 | 249.697 | 2436.621 | 3258.5712 | 3741.125 | 31519.1025 | 9767.5 | 0.5 | 5.75 | 226.4017 | 230.975
November | 2436.62 | 3863.91 | 3840 | 27968.52 | 9730 | 0.5 | 5.75 | 261.1014 | 2436.62 | 3508 | 3736 | 31691.19 | 9740 | 0.5 | 5.75 | 243.946 | 2436.621 | 3258.5712 | 3741.125 | 31519.1025 | 9767.5 | 0.5 | 5.75 | 226.4017 | 230.975
December | 2436.62 | 3283.71 | 3626 | 27968.52 | 9710 | 0.5 | 5.75 | 235.1399 | [8 empty] | 2436.621 | 3258.5712 | 3741.125 | 31519.1025 | 9767.5 | 0.5 | 5.75 | 226.4017 | 230.975 |  | 145.4349
January | 2436.62 | 3534.92 | 4017 | 27968.52 | 9740 | 0.5 | 5.75 | 228.5305 | [8 empty] | 2436.621 | 3258.5712 | 3741.125 | 31519.1025 | 9767.5 | 0.5 | 5.75 | 226.4017 | 230.975
February | 2436.62 | 3274.88 | 3728 | 27968.52 | 9720 | 0.5 | 5.75 | 228.1354 | [8 empty] | 2436.621 | 3258.5712 | 3741.125 | 31519.1025 | 9767.5 | 0.5 | 5.75 | 226.4017 | 230.975
March | 2436.62 | 3624.81 | 3938 | 27968.52 | 9720 | 0.5 | 5.75 | 238.9757 | [8 empty] | 2436.621 | 3258.5712 | 3741.125 | 31519.1025 | 9767.5 | 0.5 | 5.75 | 226.4017 | 230.975
AVERAGE RATE FOR THE YEAR | [7 empty] | 254.7781 | [7 empty] | 226.1913 | [7 empty] | 226.4017 | 230.975
POWER STATION: |  | KHSTPS-I
Period | PREVIOUS YEAR(17-18) | [7 empty] | CURRENT YEAR (18-19) | [7 empty] | ENSUING YEAR(19-20)
| GHR | LPPF | CVPF |  | CVSF | SFC | AUX= | ECR | GHR | LPPF | CVPF |  | CVSF | SFC | AUX= | ECR | GHR | LPPF | CVPF |  | CVSF | SFC | AUX= | ECR | ECR after c.s loss
MONTHS | KCAL/KWH | RS./MT | KCAL/KG | RS./KL | KCAL/L | ml/Kwh | % | P/KWH | KCAL/KWH | RS./MT | KCAL/KG | RS./KL | KCAL/L | ml/Kwh | % | P/KWH | KCAL/KWH | RS./MT | KCAL/KG | RS./KL | KCAL/L | ml/Kwh | % | P/KWH | P/KWH
April | 2450 | 2666.92 | 3099 | 31087.72 | 9924 | 0.5 | 9 | 232.932 | 2450 | 2894.2 | 3290 | 31751.55 | 9902 | 0.5 | 9 | 238.1072 | 2450 | 2694.3575 | 3242.25 | 36374.8513 | 9884.75 | 0.5 | 9 | 225.282 | 230.6091
May | 2450 | 2671.55 | 3164 | 31087.72 | 9937 | 0.5 | 9 | 228.5744 | 2450 | 2481.04 | 3205 | 31751.55 | 9915 | 0.5 | 9 | 209.7386 | 2450 | 2694.3575 | 3242.25 | 36374.8513 | 9884.75 | 0.5 | 9 | 225.282 | 230.6091
June | 2450 | 2803.89 | 2843 | 30902.25 | 9937 | 0.5 | 9 | 266.6865 | 2450 | 2475.9 | 3225 | 31751.55 | 9915 | 0.5 | 9 | 208.0204 | 2450 | 2694.3575 | 3242.25 | 36374.8513 | 9884.75 | 0.5 | 9 | 225.282 | 230.6091
July | 2450 | 2696.11 | 3144 | 30902.25 | 9921 | 0.5 | 9 | 232.107 | 2450 | 2785.81 | 3185 | 36935.6 | 9877 | 0.5 | 9 | 237.0417 | 2450 | 2694.3575 | 3242.25 | 36374.8513 | 9884.75 | 0.5 | 9 | 225.282 | 230.6091
August | 2450 | 2579.14 | 3156 | 30902.25 | 9896 | 0.5 | 9 | 221.2738 | 2450 | 2848.79 | 3285 | 39702.14 | 9831 | 0.5 | 9 | 235.193 | 2450 | 2694.3575 | 3242.25 | 36374.8513 | 9884.75 | 0.5 | 9 | 225.282 | 230.6091
September | 2450 | 2439.66 | 3112 | 31751.55 | 9896 | 0.5 | 9 | 212.3824 | 2450 | 2752.8 | 3236 | 39702.14 | 9877 | 0.5 | 9 | 230.749 | 2450 | 2694.3575 | 3242.25 | 36374.8513 | 9884.75 | 0.5 | 9 | 225.282 | 230.6091
October | 2450 | 2420.94 | 3066 | 31751.55 | 9896 | 0.5 | 9 | 213.9022 | 2450 | 2661.06 | 3287 | 39702.14 | 9896 | 0.5 | 9 | 219.7027 | 2450 | 2694.3575 | 3242.25 | 36374.8513 | 9884.75 | 0.5 | 9 | 225.282 | 230.6091
November | 2450 | 2766.08 | 3324 | 31751.55 | 9902 | 0.5 | 9 | 225.3333 | 2450 | 2655.26 | 3225 | 39702.14 | 9865 | 0.5 | 9 | 223.4027 | 2450 | 2694.3575 | 3242.25 | 36374.8513 | 9884.75 | 0.5 | 9 | 225.282 | 230.6091
December | 2450 | 2880.51 | 3111 | 31751.55 | 9896 | 0.5 | 9 | 250.5249 | [8 empty] | 2450 | 2694.3575 | 3242.25 | 36374.8513 | 9884.75 | 0.5 | 9 | 225.282 | 230.6091
January | 2450 | 3153.95 | 3242 | 31751.55 | 9902 | 0.5 | 9 | 263.134 | [8 empty] | 2450 | 2694.3575 | 3242.25 | 36374.8513 | 9884.75 | 0.5 | 9 | 225.282 | 230.6091
February | 2450 | 2947.39 | 3101 | 31751.55 | 9896 | 0.5 | 9 | 257.122 | [8 empty] | 2450 | 2694.3575 | 3242.25 | 36374.8513 | 9884.75 | 0.5 | 9 | 225.282 | 230.6091
March | 2450 | 2983.94 | 3200 | 31751.55 | 9896 | 0.5 | 9 | 252.2902 | [8 empty] | 2450 | 2694.3575 | 3242.25 | 36374.8513 | 9884.75 | 0.5 | 9 | 225.282 | 230.6091
AVERAGE RATE FOR THE YEAR | [7 empty] | 238.0219 | [7 empty] | 225.2444 | [7 empty] | 225.282 | 230.6091
POWER STATION: |  | KHSTPS-II
Period | PREVIOUS YEAR(17-18) | [7 empty] | CURRENT YEAR (18-19) | [7 empty] | ENSUING YEAR(19-20)
| GHR | LPPF | CVPF |  | CVSF | SFC | AUX= | ECR | GHR | LPPF | CVPF |  | CVSF | SFC | AUX= | ECR | GHR | LPPF | CVPF |  | CVSF | SFC | AUX= | ECR | ECR after c.s loss
MONTHS | KCAL/KWH | RS./MT | KCAL/KG | RS./KL | KCAL/L | ml/Kwh | % | P/KWH | KCAL/KWH | RS./MT | KCAL/KG | RS./KL | KCAL/L | ml/Kwh | % | P/KWH | KCAL/KWH | RS./MT | KCAL/KG | RS./KL | KCAL/L | ml/Kwh | % | P/KWH
April | 2425 | 2666.92 | 3099 | 32144.98 | 9906 | 0.5 | 5.75 | 222.6741 | 2425 | 2894.2 | 3290 | 31751.55 | 9902 | 0.5 | 5.75 | 227.5632 | 2425 | 2694.3575 | 3242.25 | 36668.4188 | 9878.25 | 0.5 | 5.75 | 215.3252 | 220.4169
May | 2425 | 2671.55 | 3164 | 31721.38 | 9926 | 0.5 | 5.75 | 218.4869 | 2425 | 2481.04 | 3205 | 31751.55 | 9915 | 0.5 | 5.75 | 200.4528 | 2425 | 2694.3575 | 3242.25 | 36668.4188 | 9878.25 | 0.5 | 5.75 | 215.3252 | 220.4169
June | 2425 | 2830.89 | 2843 | 31981.95 | 9919 | 0.5 | 5.75 | 257.3712 | 2425 | 2475.9 | 3225 | 32115.52 | 9900 | 0.5 | 5.75 | 198.8309 | 2425 | 2694.3575 | 3242.25 | 36668.4188 | 9878.25 | 0.5 | 5.75 | 215.3252 | 220.4169
July | 2425 | 2696.11 | 3144 | 31024.31 | 9919 | 0.5 | 5.75 | 221.8352 | 2425 | 2785.81 | 3185 | 37184.57 | 9871 | 0.5 | 5.75 | 226.5612 | 2425 | 2694.3575 | 3242.25 | 36668.4188 | 9878.25 | 0.5 | 5.75 | 215.3252 | 220.4169
August | 2425 | 2579.14 | 3156 | 30902.25 | 9896 | 0.5 | 5.75 | 211.476 | 2425 | 2848.79 | 3285 | 39702.14 | 9831 | 0.5 | 5.75 | 224.7826 | 2425 | 2694.3575 | 3242.25 | 36668.4188 | 9878.25 | 0.5 | 5.75 | 215.3252 | 220.4169
September | 2425 | 2439.66 | 3112 | 32929.87 | 9884 | 0.5 | 5.75 | 203.0425 | 2425 | 2752.8 | 3236 | 40574.21 | 9862 | 0.5 | 5.75 | 220.5826 | 2425 | 2694.3575 | 3242.25 | 36668.4188 | 9878.25 | 0.5 | 5.75 | 215.3252 | 220.4169
October | 2425 | 2420.94 | 3066 | 32344.61 | 9886 | 0.5 | 5.75 | 204.4637 | 2425 | 2661.06 | 3287 | 40565.67 | 9880 | 0.5 | 5.75 | 210.0258 | 2425 | 2694.3575 | 3242.25 | 36668.4188 | 9878.25 | 0.5 | 5.75 | 215.3252 | 220.4169
November | 2425 | 2766.08 | 3324 | 31751.55 | 9902 | 0.5 | 5.75 | 215.3559 | 2425 | 2655.26 | 3225 | 39702.14 | 9865 | 0.5 | 5.75 | 213.5152 | 2425 | 2694.3575 | 3242.25 | 36668.4188 | 9878.25 | 0.5 | 5.75 | 215.3252 | 220.4169
December | 2425 | 2880.51 | 3111 | 32315.47 | 9888 | 0.5 | 5.16 | 237.9708 | [8 empty] | 2425 | 2694.3575 | 3242.25 | 36668.4188 | 9878.25 | 0.5 | 5.75 | 215.3252 | 220.4169
January | 2425 | 3153.95 | 3242 | 32363.59 | 9853 | 0.5 | 5.75 | 251.5149 | [8 empty] | 2425 | 2694.3575 | 3242.25 | 36668.4188 | 9878.25 | 0.5 | 5.75 | 215.3252 | 220.4169
February | 2425 | 2947.39 | 3101 | 31751.55 | 9896 | 0.5 | 5.75 | 245.7346 | [8 empty] | 2425 | 2694.3575 | 3242.25 | 36668.4188 | 9878.25 | 0.5 | 5.75 | 215.3252 | 220.4169
March | 2425 | 2983.94 | 3200 | 34650.52 | 9851 | 0.5 | 5.75 | 241.2731 | [8 empty] | 2425 | 2694.3575 | 3242.25 | 36668.4188 | 9878.25 | 0.5 | 5.75 | 215.3252 | 220.4169
AVERAGE RATE FOR THE YEAR | [7 empty] | 227.5999 | [7 empty] | 215.2893 | [7 empty] | 215.3252 | 220.4169
POWER STATION: |  | Barh-II
Period | PREVIOUS YEAR (17-18) | [7 empty] | CURRENT YEAR (18-19) | [7 empty] | ENSUING YEAR(19-20)
| GHR | LPPF | CVPF |  | CVSF | SFC | AUX= | ECR | GHR | LPPF | CVPF |  | CVSF | SFC | AUX= | ECR | GHR | LPPF | CVPF |  | CVSF | SFC | AUX= | ECR | ECR after C.S Loss
MONTHS | KCAL/KWH | RS./MT | KCAL/KG | RS./KL | KCAL/L | ml/Kwh | % | P/KWH | KCAL/KWH | RS./MT | KCAL/KG | RS./KL | KCAL/L | ml/Kwh | % | P/KWH | KCAL/KWH | RS./MT | KCAL/KG | RS./KL | KCAL/L | ml/Kwh | % | P/KWH
April | 2247.8 | 3890.19 | 3817.36 | 50428.25 | 9557 | 0.5 | 5.75 | 245.2021 | 2247.8 | 3259.62 | 3590.82 | 46939.12 | 9540 | 0.5 | 5.75 | 218.5266 | 2294.76 | 3407.3888 | 3825.75 | 49378.4688 | 9533.125 | 0.5 | 5.75 | 219.0199 | 223.581
May | 2247.8 | 3790.87 | 3735.12 | 50601.62 | 9548 | 0.5 | 5.75 | 244.2234 | 2247.8 | 3363.14 | 3679.96 | 46939.12 | 9520 | 0.5 | 5.75 | 219.9893 | 2294.76 | 3407.3888 | 3825.75 | 49378.4688 | 9533.125 | 0.5 | 5.75 | 219.0199 | 233.4967
June | 2247.8 | 3754.02 | 3746.45 | 50731.12 | 9530 | 0.5 | 5.75 | 241.16 | 2247.8 | 3343.3 | 3714.23 | 47336.94 | 9545 | 0.5 | 5.75 | 216.7311 | 2294.76 | 3407.3888 | 3825.75 | 49378.4688 | 9533.125 | 0.5 | 5.75 | 219.0199 | 233.4967
July | 2247.8 | 3529.33 | 3568.49 | 50710.92 | 9510 | 0.5 | 5.75 | 238.0674 | 2247.8 | 3520.23 | 3688.76 | 48427.58 | 9530 | 0.5 | 5.75 | 229.6838 | 2294.76 | 3407.3888 | 3825.75 | 49378.4688 | 9533.125 | 0.5 | 5.75 | 219.0199 | 233.4967
August | 2247.8 | 3258.39 | 3467.52 | 50710.92 | 9520 | 0.5 | 5.75 | 226.3252 | 2247.8 | 3734.54 | 3760.54 | 49386.94 | 9550 | 0.5 | 5.75 | 238.9613 | 2294.76 | 3407.3888 | 3825.75 | 49378.4688 | 9533.125 | 0.5 | 5.75 | 219.0199 | 233.4967
September | 2247.8 | 3143.08 | 3372.29 | 49471.89 | 9545 | 0.5 | 5.75 | 224.4359 | 2247.8 | 3402.4 | 4098.42 | 51293.94 | 9550 | 0.5 | 5.75 | 200.2915 | 2294.76 | 3407.3888 | 3825.75 | 49378.4688 | 9533.125 | 0.5 | 5.75 | 219.0199 | 233.4967
October | 2247.8 | 3175.59 | 3307.29 | 48436.92 | 9550 | 0.5 | 5.75 | 231.0794 | 2247.8 | 3295.96 | 4076.61 | 52187.83 | 9515 | 0.5 | 5.75 | 195.1836 | 2294.76 | 3407.3888 | 3825.75 | 49378.4688 | 9533.125 | 0.5 | 5.75 | 219.0199 | 233.4967
November | 2247.8 | 3080.52 | 3527.97 | 48394.4 | 9545 | 0.5 | 5.75 | 210.3706 | 2247.8 | 3339.92 | 3996.66 | 52516.28 | 9515 | 0.5 | 5.75 | 201.6678 | 2294.76 | 3407.3888 | 3825.75 | 49378.4688 | 9533.125 | 0.5 | 5.75 | 219.0199 | 233.4967
December | 2247.8 | 3110.37 | 3610.82 | 48091.02 | 9530 | 0.5 | 5.75 | 207.5546 | [8 empty] | 2294.76 | 3407.3888 | 3825.75 | 49378.4688 | 9533.125 | 0.5 | 5.75 | 219.0199 | 233.4967
January | 2247.8 | 3249.68 | 3507.67 | 48091.02 | 9510 | 0.5 | 5.75 | 223.036 | [8 empty] | 2294.76 | 3407.3888 | 3825.75 | 49378.4688 | 9533.125 | 0.5 | 5.75 | 219.0199 | 233.4967
February | 2247.8 | 3195.34 | 4514.16 | 48091.92 | 9515 | 0.5 | 5.75 | 171.0111 | [8 empty] | 2294.76 | 3407.3888 | 3825.75 | 49378.4688 | 9533.125 | 0.5 | 5.75 | 219.0199 | 233.4967
March | 2247.8 | 3136.8 | 3641.3 | 46939.12 | 9525 | 0.5 | 5.75 | 207.5051 | [8 empty] | 2294.76 | 3407.3888 | 3825.75 | 49378.4688 | 9533.125 | 0.5 | 5.75 | 219.0199 | 233.4967
AVERAGE RATE FOR THE YEAR | [7 empty] | 222.4976 | [7 empty] | 215.1294 | [7 empty] | 219.0199 | 232.6704

## TRT_10 OPGC & IPPs
ENERGY CHARGE RATE (ECR) | [11 empty] | OERC | FORM TRT-10
ECR FORMULA
| ECR=P/KWH= | {(GHR – SFC x CVSF) x LPPF / CVPF + LC x LPL} x 100 / (100 – AUX)
WHERE
AUX = Normative auxiliary energy consumption in percentage.
CVPF = Gross calorific value of primary fuel as fired, in kCal per kg
CVSF = Calorific value of secondary fuel, in kCal per ml.
ECR = Energy charge rate, in Rupees per kWh sent out.
GHR = Gross station heat rate, in kCal per kWh.
LC = Normative limestone consumption in kg per kWh.
LPL = Weighted average landed price of limestone in Rupees per kg.
LPPF = Weighted average landed price of primary fuel, in Rupees per kg, per
SFC = Specific fuel oil consumption, in ml per kWh.
AVERAGE/PPA RATE FOR THE YEAR |  | TSTPS |  | FSTPS |  | KTPS |  | IBTPS |  | TTPS
Pom | RS./KL
Pcm | RS./MT
Kom | KCAL/L
Kcm | KCAL/KG
Pos | RS./KL
Pcs | RS./MT
Kos | KCAL/L
Kcs | KCAL/KG
Ho= | KCAL/KWH
Hc= | KCAL/KWH
AC= | %
FPA Rate | P/KWH
POWER STATION: |  | IBTPS
Period | PREVIOUS YEAR-17-18 | [7 empty] | CURRENT YEAR-18-19 | [7 empty] | ENSUING YEAR-2017-18
| GHR | LPPF | CVPF | LPSF | CVSF | SFC | AUX= | ECR | GHR | LPPF | CVPF | LPSF | CVSF | SFC | AUX= | ECR | GHR | LPPF | CVPF |  | CVSF | SFC | AUX= | ECR
MONTHS | KCAL/KWH | RS./MT | KCAL/KG | RS./KL | KCAL/L | ml/Kwh | % | P/KWH | KCAL/KWH | RS./MT | KCAL/KG | RS./KL | KCAL/L | ml/Kwh | % | P/KWH
April | 2450 | 1511 | 2440 | 41000 | 10000 | 1 | 8.5 | 169.6175 | 2450 | 1585 | 3102 | 46519.77 | 10000 | 0.42 | 9 | 139.4776 | KCAL/KWH | RS./MT | KCAL/KG | RS./KL | KCAL/L | ml/Kwh | % | P/KWH
May | 2450 | 1460 | 2612 | 40400 | 10000 | 1 | 8.5 | 153.4709 | 2450 | 1688 | 3104 | 46519.77 | 10000 | 0.42 | 9 | 148.3077
June | 2450 | 1455 | 2993 | 40874.16 | 10000 | 1 | 8.5 | 134.1029 | 2450 | 1657.36 | 2930 | 48953.42 | 10000 | 0.42 | 9 | 154.2892
July | 2450 | 1383 | 2616 | 40874.16 | 10000 | 1 | 8.5 | 145.4457 | 2450 | 1606.64 | 3005 | 48953.42 | 10000 | 0.42 | 9 | 145.9584
August | 2450 | 1364.08 | 2482 | 40457 | 10000 | 1 | 8.5 | 150.9786 | 2450 | 1632.84 | 3136 | 53097.95 | 10000 | 0.42 | 9 | 142.3924
September | 2450 | 1373.97 | 2744 | 41290.49 | 10000 | 1 | 8.5 | 138.0374 | 2450 | 1658.47 | 3114 | 53554.9 | 10000 | 0.42 | 9 | 145.6143
October | 2450 | 1369.19 | 2446 | 42119.8 | 10000 | 1 | 8.5 | 153.8744 | 2450 | 1647.6 | 3029 | 53554.9 | 10000 | 0.42 | 9 | 148.6666
November | 2450 | 1368.51 | 2981 | 43250.36 | 10000 | 1 | 8.5 | 127.1475 | 2450 | 1621 | 2961 | 53554.9 | 10000 | 0.42 | 9 | 149.6095
December | PREVIOUS YEAR-17-18 GHR: 2450; PREVIOUS YEAR-17-18 LPPF: 1402.29; PREVIOUS YEAR-17-18 CVPF: 2752; PREVIOUS YEAR-17-18 LPSF: 44687.93; PREVIOUS YEAR-17-18 CVSF: 10000; PREVIOUS YEAR-17-18 SFC: 1; PREVIOUS YEAR-17-18 AUX=: 8.5; PREVIOUS YEAR-17-18 ECR: 140.7647
January | PREVIOUS YEAR-17-18 GHR: 2450; PREVIOUS YEAR-17-18 LPPF: 1495.27; PREVIOUS YEAR-17-18 CVPF: 2503; PREVIOUS YEAR-17-18 LPSF: 44687.93; PREVIOUS YEAR-17-18 CVSF: 10000; PREVIOUS YEAR-17-18 SFC: 1; PREVIOUS YEAR-17-18 AUX=: 8.5; PREVIOUS YEAR-17-18 ECR: 164.1882
February | PREVIOUS YEAR-17-18 GHR: 2450; PREVIOUS YEAR-17-18 LPPF: 1569.38; PREVIOUS YEAR-17-18 CVPF: 3001; PREVIOUS YEAR-17-18 LPSF: 45994.4; PREVIOUS YEAR-17-18 CVSF: 10000; PREVIOUS YEAR-17-18 SFC: 1; PREVIOUS YEAR-17-18 AUX=: 8.5; PREVIOUS YEAR-17-18 ECR: 144.4807
March | PREVIOUS YEAR-17-18 GHR: 2450; PREVIOUS YEAR-17-18 LPPF: 2040; PREVIOUS YEAR-17-18 CVPF: 3105; PREVIOUS YEAR-17-18 LPSF: 45794.92; PREVIOUS YEAR-17-18 CVSF: 10000; PREVIOUS YEAR-17-18 SFC: 1; PREVIOUS YEAR-17-18 AUX=: 8.5; PREVIOUS YEAR-17-18 ECR: 180.2062
AVERAGE RATE FOR THE YEAR | 2450 | 1482.6408 | 2722.9167 | 42619.2625 | 10000 | 1 | 8.5 | 150.1929 | 2450 | 1637.1137 | 3047.625 | 50588.6288 | 10000 | 0.42 | 9 | 146.7894
POWER STATION: | PREVIOUS YEAR-17-18 LPPF: TTPS (NTPC)
Period | PREVIOUS YEAR-17-18 GHR: PREVIOUS YEAR-15-16; CURRENT YEAR-18-19 CVPF: CURRENT YEAR-16-17 |  | ENSUING YEAR-17-18
| GHR | LPPF | CVPF |  | CVSF | SFC | AUX= |  |  | ECR | GHR | LPPF | CVPF |  | CVSF | SFC | AUX= | FPA |  | ECR | GHR | LPPF | CVPF |  | CVSF | SFC | AUX= | ECR
[8 empty] | FPA | Base Price | [8 empty] | FPA | Base Price
MONTHS | KCAL/KWH | RS./MT | KCAL/KG | RS./KL | KCAL/L | ml/Kwh | % | P/KWH | P/KWH | P/KWH | KCAL/KWH | RS./MT | KCAL/KG | RS./KL | KCAL/L | ml/Kwh | % | P/KWH | P/KWH | P/KWH | KCAL/KWH | RS./MT | KCAL/KG | RS./KL | KCAL/L | ml/Kwh | % | P/KWH
April | 2975 | 1058.83 | 3460 | 55814.71 | 9394 | 2 | 10.5 | 67.5 | 46.05 | 113.55 | 2975 | 1058.83 | 3460 | 55814.71 | 9394 | 2 | 10.5 | 67.5 | 46.05 | 113.55
May | 2975 | 1025.74 | 3449 | 54612.64 | 9333 | 2 | 10.5 | 64.35 | 46.05 | 110.4 | 2975 | 1025.74 | 3449 | 54612.64 | 9333 | 2 | 10.5 | 64.35 | 46.05 | 110.4
June | 2975 | 1101.59 | 3443 | 57756.08 | 9494 | 2 | 10.5 | 71.84 | 46.05 | 117.89 | 2975 | 1101.59 | 3443 | 57756.08 | 9494 | 2 | 10.5 | 71.84 | 46.05 | 117.89
July | 2975 | 1120.56 | 3435 | 58159.77 | 9446 | 2 | 10.5 | 74.69 | 46.05 | 120.74 | 2975 | 1120.56 | 3435 | 58159.77 | 9446 | 2 | 10.5 | 74.69 | 46.05 | 120.74
August | 2975 | 1136.54 | 3422 | 58678.89 | 9442 | 2 | 10.5 | 76.76 | 46.05 | 122.81 | 2975 | 1136.54 | 3422 | 58678.89 | 9442 | 2 | 10.5 | 76.76 | 46.05 | 122.81
September | 2975 | 1139.56 | 3439 | 61333.56 | 9323 | 2 | 10.5 | 77.11 | 46.05 | 123.16 | 2975 | 1139.56 | 3439 | 61333.56 | 9323 | 2 | 10.5 | 77.11 | 46.05 | 123.16
October | 2975 | 1085.41 | 3432 | 66066.1 | 9648 | 2 | 10.5 | 73.16 | 46.05 | 119.21 | 2975 | 1085.41 | 3432 | 66066.1 | 9648 | 2 | 10.5 | 73.16 | 46.05 | 119.21
November | 2975 | 1070.39 | 3435 | 62019.52 | 9458 | 2 | 10.5 | 70.73 | 46.05 | 116.78 | 2975 | 1070.39 | 3435 | 62019.52 | 9458 | 2 | 10.5 | 70.73 | 46.05 | 116.78
December | 2975 | 1062.51 | 3447 | 59260.69 | 9446 | 2 | 10.5 | 69 | 46.05 | 115.05 | 2975 | 1062.51 | 3447 | 59260.69 | 9446 | 2 | 10.5 | 69 | 46.05 | 115.05
January | CURRENT YEAR-18-19 LPPF: 0
February | CURRENT YEAR-18-19 LPPF: 0
March | CURRENT YEAR-18-19 LPPF: 0
AVERAGE RATE FOR THE YEAR | 2975 | 1089.0144 | 3440.2222 | 59300.2178 | 9442.6667 | 2 | 10.5 | 71.6822 | 46.05 | 88.2992 | 2975 | 1089.0144 | 3440.2222 | 59300.2178 | 9442.6667 | 2 | 10.5 | 71.6822 | 46.05 | 117.7322
POWER STATION: | PREVIOUS YEAR-17-18 LPPF: VEDANTA LTD
Period | PREVIOUS YEAR-17-18 GHR: PREVIOUS YEAR -17-18; CURRENT YEAR-18-19 GHR: CURRENT YEAR 2018-19
| GHR | LPPF | CVPF | LPSF | CVSF | SFC | AUX= | ECR | GHR | LPPF | CVPF |  | CVSF | SFC | AUX= | ECR
MONTHS | KCAL/KWH | RS./MT | KCAL/KG | RS./KL | KCAL/L | ml/Kwh | % | P/KWH | KCAL/KWH | RS./MT | KCAL/KG | RS./KL | KCAL/L | ml/Kwh | % | P/KWH
April | 2375 | 2093 | 3287 | 47391 | 9850 | 1 | 6 | 165.2556 | 2375 | 1874 | 3086 | 39369 | 9850 | 1 | 6 | 156.9816 |  | 1.4553 | 1.6418 | 1.5052 | 1.6139 | 1.796 | 1.6952 | 1.6927 | 1.6969 | 1.618
May | 2375 | 2004 | 3182 | 44164 | 9850 | 1 | 6 | 163.1615 | 2375 | 1850 | 2992 | 40132 | 9850 | 1 | 6 | 159.8448
June | 2375 | 1863 | 2971 | 44788 | 9850 | 1 | 6 | 162.5407 | 2375 | 1850 | 2992 | 41068 | 9850 | 1 | 6 | 159.9444
July | 2375 | 1782 | 2847 | 42826 | 9850 | 1 | 6 | 162.0453 | 2375 | 1850 | 2992 | 52721 | 9850 | 1 | 6 | 161.184
August | 2375 | 1920 | 2713 | 41149 | 9850 | 1 | 6 | 182.4441 | 2375 | 1850 | 2992 | 53058 | 9850 | 1 | 6 | 161.2199
September | 2375 | 1892 | 2787 | 38364 | 9850 | 1 | 6 | 174.8919 | 2375 | 1855 | 2992 | 54550 | 9850 | 1 | 6 | 161.7991
October | 2375 | 1939 | 2779 | 36988 | 9850 | 1 | 6 | 179.4927 | 2375 | 1855 | 2992 | 61572 | 9850 | 1 | 6 | 162.5461
November | 2375 | 1937 | 2932 | 36684 | 9850 | 1 | 6 | 170.1276 | 2375
December | 2375 | 2464 | 3001 | 36879 | 9850 | 1 | 6 | 210.5115 | 2375
January | 2375 | 1850 | 2992 | 37316 | 9850 | 1 | 6 | 159.5452 | 2375
February | 2375 | 1850 | 2992 | 39001 | 9850 | 1 | 6 | 159.7245 | 2375
March | 2375 | 1867 | 2992 | 39595 | 9850 | 1 | 6 | 161.2173 | 2375
AVERAGE RATE FOR THE YEAR | 2375 | 1955.0833 | 2956.25 | 40428.75 | 9850 | 1 | 6 | 170.9131 | 2375 | 1854.8571 | 3005.4286 | 48924.2857 | 9850 | 1 | 6 | 160.5028
| *Note:- | 1) Cost of Secondary Fuel has been considered as per the wt. avg. rate of LDO used by Vedanta Ltd during the FY. | [6 empty] | *Note:- | 1) Cost of Secondary Fuel has been considered as per the wt. avg. rate of LDO used by Vedanta Ltd during the FY.
|  | 2)Landed cost and GCV of Domestic coal has been considered for ECR calculation. As per the Monthly Form-15 provided by M/s vedanta-IPP, it is obsered that, linkage coal had not been procured by the IPP since January'18 and therfore LPPF &CVPF are kept constant by the IPP in the subsequent monthly bills also. | [7 empty] | 2) Landed cost and GCV of Domestic coal has been considered for ECR calculation. As per the Monthly Form-15 provided by M/s Vedanta-IPP, it is obsered that, there is no linkage coal had been procured and therfore LPPF &CVPF are kept constant by the IPP since January-2018.
POWER STATION: | PREVIOUS YEAR -17-18 LPPF: GMR
Period | PREVIOUS YEAR -17-18 GHR: PREVIOUS YEAR -17-18; CURRENT YEAR 2018-19 GHR: CURRENT YEAR -18-19
| GHR | LPPF | CVPF | LPSF | CVSF | SFC | AUX= | ECR | GHR | LPPF | CVPF | LPSF | CVSF | SFC | AUX= | ECR
MONTHS | KCAL/KWH | RS./MT | KCAL/KG | RS./KL | KCAL/L | ml/Kwh | % | P/KWH | KCAL/KWH | RS./MT | KCAL/KG | RS./KL | KCAL/L | ml/Kwh | % | P/KWH
April | 2330.88 | 1670.2884 | 3558.6265 | 43194.7942 | 10.4 | 0.5 | 5.75 | 118.3686 | 2330.88 | 1986.9025 | 3473.9498 | 31000 | 10200 | 0.5 | 5.75 | 142.7814
May | 2330.88 | 1995.5727 | 3531.3753 | 0 | 0 | 0.5 | 5.75 | 139.7533 | 2330.88 | 1988.3267 | 3483.9641 | 32265 | 10189 | 0.5 | 5.75 | 142.544
June | 2330.88 | 1956.5393 | 3487.9649 | 42236.6561 | 10.4 | 0.5 | 5.75 | 140.9655 | 2330.88 | 1967.5589 | 3492.229 | 30101 | 10189 | 0.5 | 5.75 | 140.6284
July | 2330.88 | 1843.8872 | 3462.3799 | 41523.7037 | 10.4 | 0.5 | 5.75 | 133.9063 | 2330.88 | 1876.1816 | 3380.3292 | 49595 | 10400 | 0.5 | 5.75 | 139.5881
August | 2330.88 | 1840.498 | 3464.8405 | 41441.752 | 10.4 | 0.5 | 5.75 | 133.5665 | 2330.88 | 1974.6234 | 3357.3955 | 50646 | 10400 | 0.5 | 5.75 | 147.8145
September | 2330.88 | 1798.968 | 3464.4845 | 38538.8351 | 10.4 | 0.5 | 5.75 | 130.4615 | 2330.88 | 2018.5197 | 3307.5777 | 52338 | 10400 | 0.5 | 5.75 | 153.365
October | 2330.88 | 1758.5572 | 3459.9183 | 39401.7825 | 10.4 | 0.5 | 5.75 | 127.7882 | 2330.88 | 1977.7752 | 3394.0645 | 53815 | 10400 | 0.5 | 5.75 | 146.6438
November | 2330.88 | 1772.4355 | 3424.658 | 39797.2943 | 10.4 | 0.5 | 5.75 | 130.1056 | 2330.88 | 2048.3109 | 3439.445 | 53815 | 10400 | 0.5 | 5.75 | 149.8071
December | PREVIOUS YEAR -17-18 GHR: 2330.88; PREVIOUS YEAR -17-18 LPPF: 1944.5737; PREVIOUS YEAR -17-18 CVPF: 3442.408; PREVIOUS YEAR -17-18 LPSF: 40753.1862; PREVIOUS YEAR -17-18 CVSF: 10.4; PREVIOUS YEAR -17-18 SFC: 0.5; PREVIOUS YEAR -17-18 AUX=: 5.75; PREVIOUS YEAR -17-18 ECR: 141.863
January | PREVIOUS YEAR -17-18 GHR: 2330.88; PREVIOUS YEAR -17-18 LPPF: 1903.0468; PREVIOUS YEAR -17-18 CVPF: 3382.7981; PREVIOUS YEAR -17-18 LPSF: 41914.3272; PREVIOUS YEAR -17-18 CVSF: 10.4; PREVIOUS YEAR -17-18 SFC: 0.5; PREVIOUS YEAR -17-18 AUX=: 5.75; PREVIOUS YEAR -17-18 ECR: 141.3504
February | PREVIOUS YEAR -17-18 GHR: 2330.88; PREVIOUS YEAR -17-18 LPPF: 1951.4609; PREVIOUS YEAR -17-18 CVPF: 3467.8925; PREVIOUS YEAR -17-18 LPSF: 43062.5504; PREVIOUS YEAR -17-18 CVSF: 10.4; PREVIOUS YEAR -17-18 SFC: 0.5; PREVIOUS YEAR -17-18 AUX=: 5.75; PREVIOUS YEAR -17-18 ECR: 141.4501
March | PREVIOUS YEAR -17-18 GHR: 2330.88; PREVIOUS YEAR -17-18 LPPF: 1960.2822; PREVIOUS YEAR -17-18 CVPF: 3472.0427; PREVIOUS YEAR -17-18 LPSF: 44262.6118; PREVIOUS YEAR -17-18 CVSF: 10.4; PREVIOUS YEAR -17-18 SFC: 0.5; PREVIOUS YEAR -17-18 AUX=: 5.75; PREVIOUS YEAR -17-18 ECR: 141.9757
AVERAGE RATE FOR THE YEAR | 2330.88 | 1866.3425 | 3468.2824 | 38010.6245 | 9.5333 | 0.5 | 5.75 | 135.1296 | 2330.88 | 1979.7749 | 3416.1194 | 44196.875 | 10322.25 | 0.5 | 5.75 | 145.3965
| *Note:- | 1) Cost of Secondary Fuel has been considered as per the wt. avg. rate of both LDO & HFO used by GKEL during the FY. | [6 empty] | *Note:- | 1) Cost of Secondary Fuel has been considered as per the wt. avg. rate of both LDO & HFO used by GKEL during the FY.
|  | 2) Landed cost and GCV of Linkage Coal only has been considered for ECR calculation.From 18th March,2018 theSHAKTI Coal has been considered alongwith Linkage Coal. | [7 empty] | 2) Wtd. Avg. Landed cost and GCV of Linkage and Shakti Coal has been considered for ECR calculation.
POWER STATION: | PREVIOUS YEAR -17-18 LPPF: JITPL
Period | PREVIOUS YEAR -17-18 GHR: PREVIOUS YEAR-17-18; CURRENT YEAR -18-19 GHR: CURRENT YEAR-18-19
| GHR | LPPF | CVPF | LPSF | CVSF | SFC | AUX= | ECR | GHR | LPPF | CVPF | LPSF | CVSF | SFC | AUX= | ECR
MONTHS | KCAL/KWH | RS./MT | KCAL/KG | RS./KL | KCAL/L | ml/Kwh | % | P/KWH | KCAL/KWH | RS./MT | KCAL/KG | RS./KL | KCAL/L | ml/Kwh | % | P/KWH
April | 2375 | 2513.9296 | 3012 | 29038 | 10300 | 0.5 | 6 | 211.9666 | 2375 | 2211.71 | 3086 | 36054 | 10300 | 0.5 | 6 | 182.6041
May | 2375 | 1969.5859 | 3152 | 29038 | 10300 | 0.5 | 6 | 159.0813 | 2375 | 2028.93 | 3087 | 36054 | 10300 | 0.5 | 6 | 167.6181
June | 2375 | 2000.7228 | 3132 | 29038 | 10300 | 0.5 | 6 | 162.5936 | 2375 | 2013.76 | 3051 | 36054 | 10300 | 0.5 | 6 | 168.3198
July | 2375 | 1820.0776 | 2851 | 29813 | 10300 | 0.5 | 6 | 162.5338 | 2375 | 2043.81 | 2902 | 36054 | 10300 | 0.5 | 6 | 179.4741
August | 2375 | 1790.0356 | 2711 | 29813 | 10300 | 0.5 | 6 | 168.0516 | 2375 | 1907.95 | 2717 | 36054 | 10300 | 0.5 | 6 | 178.9573
September | 2375 | 2085.1874 | 2698 | 30651 | 10300 | 0.5 | 6 | 196.4785 | 2375 | 1846.28 | 2922 | 36054 | 10300 | 0.5 | 6 | 161.2158
October | 2375 | 1878.2324 | 2921 | 30652 | 10300 | 0.5 | 6 | 163.7408 | 2375 | 1959.38 | 2915 | 36054 | 10300 | 0.5 | 6 | 171.3801
November | 2375 | 1868.9612 | 2858 | 30652 | 10300 | 0.5 | 6 | 166.4964 | 2375 | 1993 | 3085 | 36054 | 10300 | 0.5 | 6 | 164.7893
December | PREVIOUS YEAR-17-18 GHR: 2375; PREVIOUS YEAR-17-18 LPPF: 1850.2178; PREVIOUS YEAR-17-18 CVPF: 3047; PREVIOUS YEAR-17-18 LPSF: 32097; PREVIOUS YEAR-17-18 CVSF: 10300; PREVIOUS YEAR-17-18 SFC: 0.5; PREVIOUS YEAR-17-18 AUX=: 6; PREVIOUS YEAR-17-18 ECR: 154.7961
January | PREVIOUS YEAR-17-18 GHR: 2375; PREVIOUS YEAR-17-18 LPPF: 1949.0244; PREVIOUS YEAR-17-18 CVPF: 3067; PREVIOUS YEAR-17-18 LPSF: 32853; PREVIOUS YEAR-17-18 CVSF: 10300; PREVIOUS YEAR-17-18 SFC: 0.5; PREVIOUS YEAR-17-18 AUX=: 6; PREVIOUS YEAR-17-18 ECR: 161.96
February | PREVIOUS YEAR-17-18 GHR: 2375; PREVIOUS YEAR-17-18 LPPF: 2009.8625; PREVIOUS YEAR-17-18 CVPF: 3086; PREVIOUS YEAR-17-18 LPSF: 33735; PREVIOUS YEAR-17-18 CVSF: 10300; PREVIOUS YEAR-17-18 SFC: 0.5; PREVIOUS YEAR-17-18 AUX=: 6; PREVIOUS YEAR-17-18 ECR: 165.9907
March | PREVIOUS YEAR-17-18 GHR: 2375; PREVIOUS YEAR-17-18 LPPF: 2086.2806; PREVIOUS YEAR-17-18 CVPF: 2974; PREVIOUS YEAR-17-18 LPSF: 34888; PREVIOUS YEAR-17-18 CVSF: 10300; PREVIOUS YEAR-17-18 SFC: 0.5; PREVIOUS YEAR-17-18 AUX=: 6; PREVIOUS YEAR-17-18 ECR: 178.7138
AVERAGE RATE FOR THE YEAR | 2375 | 1985.1765 | 2959.0833 | 31022.3333 | 10300 | 0.5 | 6 | 171.0336 | 2375 | 2000.6025 | 2970.625 | 36054 | 10300 | 0.5 | 6 | 171.7948
| *Note:- | 1) Cost of Secondary Fuel has been considered as per the wt. avg. rate of FO used by JITPL during the FY. | [6 empty] | *Note:- | 1) Cost of Secondary Fuel has been considered as per the wt. avg. rate of FO used by JITPL during the month of May'18. Rest of the months, oil data has not been furnished by JITPL in their monthly energy bill.
|  | 2) Landed cost of Linkage Coal received by the firm during the month has been considered provisionally for ECR calculation in the absence of correct fromat of Form -7 ( c ). | [7 empty] | 2) Landed cost of Linkage Coal received by the firm during the month has been considered provisionally for ECR calculation in the absence of correct Format of Form -7 ( c ).
3) Wtd average GCV of coal as received at Station (TM basis) has been considered for calculation in the absence of as fired GCV of domestic coal.
2011-12
P/KWH
[26 empty] | 63.13 | 46.05 | 109.18
[26 empty] | 59.98 | 46.05 | 106.03
[26 empty] | 48.48 | 46.05 | 94.53
[26 empty] | 56.06 | 46.05 | 102.11
[26 empty] | 51.72 | 46.05 | 97.77
[26 empty] | 48.6 | 46.05 | 94.65
[26 empty] | 47.03 | 46.05 | 93.08
[26 empty] | 50.71 | 46.05 | 96.76
[26 empty] | 52.95 | 46.05 | 99
[26 empty] | 55.68 | 46.05 | 101.73
[26 empty] | 60.01 | 46.05 | 106.06
[26 empty] | 62.22 | 46.05 | 108.27
[26 empty] | 54.7142 | 46.05 | 100.7642

## TRT-11 & 12
T-11 & 12
T-11 & 12 TRANSMISSION CHARGES FOR CENTRAL SECTOR POWER
Sl. No. | Description | PoC rates for 17-18 as approved by CERC |  |  |  | PoC rates for 18-19 as approved by CERC |  |  |  | Projected PoC rate for ensuing year 2019-20 (Rs/MW/Month)
| Withdrawal PoC rate | Q1 (Apr'17-June'17) | Q2(Jul'17-Sep'17) | Q3(Oct'17-Dec'17) | Q4 (Jan'18-Mar'18) | Q1 (Apr'18-June'18) | Q2(Jul'18-Sep'18) | Q3(Oct'18-Dec'18) | Q4 (Jan'19-Mar'19) |  | 1.1201
A | PoC Slab Rate (Rs./MW/Month) | 289275 | 254038 | 293699 | 266935 | 250795 | 376841 | 345331 |  | 324322.3333
B | Reliability Support Charges Rate(Rs./MW/Month) | 27764 | 27284 | 24271 | 25899 | 26946 | 29248 | 30097 |  | 28763.6667
C | HVDC Charges Rate (Rs/MW/Month) | 8880 | 8507 | 7459 | 7935 | 8299 | 12313 | 12102 |  | 10904.6667
| Total | 325919 | 289829 | 325429 | 300769 | 286040 | 418402 | 387530 |  | 363990.6667
D | LTA Allocation of ODISHA from Generators (Ex-bus) | Proposed LTA for Ensuing Year 2019-20 (as per RTA of Dec'18) (in MW) |  | Proposed PoC rate for 2019-20 (Rs/MW/Month) | Proposed Reliability Support Charges for 2019-20 (Rs/MW/Month) | Proposed HVDC Charges Rate for 2019-20 (Rs/MW/Month) | Proposed PoC Charges for 2019-20 (Rs/MW/Month) | Proposed PoC Charges for ensuing year 2019-20 (in Crores)
|  | (1) |  | (2) | (3) | (4 ) | (5 = 2+3+ 4 ) | (6 =1*5*12 )
| Total Allocation (MW) | 1344.74 |  | 324322.3333 | 28763.6667 | 10904.6667 | 363990.6667 | 587.3674
| Transmission Charges |  |  |  |  | Actual Transmission Charges paid in 2018-19 (upto Dec'18) |  | Projected Transmission Charges for Ensuing Year 2019-20
E | PoC Charges (Bill #1) (in Cr.) |  |  |  |  | 418.1 |  | 587.3674
F | Year End Charges (Bill#3) (in Cr.) |  |  |  |  | 22.23 |  | 44.46
G | Deviation Charges (Bill#4) (in Cr.) |  |  |  |  | 4.7694 |  | 4.7694
H | ULDC Charges (in Cr.) |  |  |  |  | 2.12 |  | 2.8267
I | Arrear pertaining to PoC (if any) (in Cr.) |  |  |  |  | 0.044318 |  | 0.088636
J | Total Transmission Charges payable (E+F+G+H+I) (in Cr.) |  |  |  |  | 447.2637 |  | 639.5121
K | Less Credit towards STOA.MTOA & Bill#4 etc. (in Cr.) |  |  |  |  | 55.06 |  | 73.4133
L | Net Amount Payable towards Transmission Charges (J-K) (in Cr.) |  |  |  |  | 392.2037 |  | 566.0987
M | Energy drawal by GRIDCO from Central Sector before Transmission loss(MU) | [6 empty] | 9256.73
N | Per unit Transmission Charges before Transmission Loss(in Paise/Unit) | [6 empty] | 61.1554
O | Transmission Loss(%) | [6 empty] | 2.4152
P | Per unit Transmission charge after Transmission Loss (in Paise/Unit) | [6 empty] | 62.669
Proposed
| NTPC(Thermal) | 8390.06 | MU
| Central Hydro | 866.67 | MU*
| Total Central Sector | 9256.73 | MU
| JITPL (last year fig) | 0 | MU
| Total | 9256.73 | MU
* previous year's figure
Note: The PoC Charges/Rates are determined by CERC considering the LTA quantum from the Central Sector Power Stations, including Farakka and Barh. The per unit Transmission Charge of Odisha, considering the energy drawal of Farakka and Barh, comes out to be 61.16 Paise / Unit,which was inadvertendly shown as 39.72 Paise /Unit in the previous submission of ARR of GRIDCO.

## T-13
Licencee : GRIDCO | [9 empty] | OERC | FORM TRT-13
TRANMISSION LOSS FOR PGCIL TRANSMISSION LINES
PERIOD- | 1 | ACTUALS FOR PREVIOUS YEAR
| 2 | ACTUALS/EXPECTED FOR THE CURRENT YEAR
| 3 | EXPECTED FOR ENSUING YEAR
Period 2017-18
TOTAL GRIDCO DRAWAL (Excluding Loss)
MONTHS | UNITS | FSTPS-I&II | FSTPS-III | KhSTPS-I | KhSTPS-II | TSTPS-I | TSTPS-II | Barh (ST-II) | CHUKHA | TALA | TEESTA | TOTAL EREB
Apr'17 | MU | 77.791 | 45.663 | 79.755 | 21.235 | 182.152 | 123.872 | 78.234 | 20.247 | 2.747 | 45.856 | 677.552
May'17 | MU | 132.249 | 49.398 | 82.62 | 23.207 | 180.286 | 118.942 | 104.026 | 19.127 | 7.306 | 53.628 | 770.789
Jun'17 | MU | 48.704 | 15.775 | 34.946 | 12.396 | 176.183 | 124.444 | 23.4 | 27.894 | 12.955 | 69.081 | 545.778
July'17 | MU | 61.359 | 27.49 | 41.666 | 12.065 | 206.835 | 116.358 | 68.257 | 48.478 | 28.114 | 73.28 | 683.902
Aug'17 | MU | 95.107 | 44.853 | 75.284 | 24.568 | 213.411 | 102.139 | 90.721 | 47.07 | 28.252 | 73.28 | 794.685
Sep'17 | MU | 149.729 | 54.562 | 86.738 | 44.519 | 210.069 | 109.924 | 73.168 | 42.152 | 24.179 | 74.678 | 869.718
Oct'17 | MU | 142.973 | 46.998 | 91.365 | 49.748 | 211.418 | 116.363 | 109.461 | 35.037 | 13.434 | 65.96 | 882.757
Nov'17 | MU | 167.779 | 46.952 | 81.31 | 90.463 | 169.349 | 128.105 | 119.035 | 15.248 | 4.232 | 30.154 | 852.627
Dec'17 | MU | 145.968 | 50.896 | 66.933 | 52.417 | 108.162 | 138.562 | 135.546 | 6.757 | 1.511 | 21.252 | 728.004
Jan'18 | MU | 114.47 | 28.565 | 60.047 | 26.278 | 191.764 | 139.273 | 129.753 | 1.892 | 0.081 | 15.461 | 707.584
Feb'18 | MU | 123.633 | 40.451 | 66.862 | 44.431 | 198.978 | 134.491 | 115.154 | 0 | 0 | 13.037 | 737.037
Mar'18 | MU | 109.061 | 53.607 | 78.196 | 66.02 | 223.378 | 145.575 | 137.999 | 0 | 0 | 21.099 | 834.935
TOTAL | MU | 1368.823 | 505.21 | 845.722 | 467.347 | 2271.985 | 1498.048 | 1184.754 | 263.902 | 122.811 | 556.766 | 9085.368
TR.LOSS
MONTHS | UNITS | FSTPS-I&II | FSTPS-III | KhSTPS-I | KhSTPS-II | TSTPS-I | TSTPS-II | Barh (ST-II) | CHUKHA | TALA | TEESTA | TOTAL EREB | Avg TR. LOSS %
Apr'17 | MU | 1.307 | 0.767 | 1.539 | 0.41 | 3.971 | 3.629 | 1.706 | 0.391 | 0.053 | 0.885 | 14.658 | 2.13
May'17 | MU | 1.375 | 0.514 | 0.859 | 0.241 | 2.326 | 2.426 | 1.082 | 0.247 | 0.094 | 0.692 | 9.856 | 2.06
Jun'17 | MU | 0.98 | 0.32 | 0.7 | 0.25 | 3.98 | 3.75 | 0.47 | 0.63 | 0.29 | 1.56 | 12.93 | 2.01
July'17 | MU | 1.233 | 0.553 | 0.837 | 0.242 | 4.674 | 3.502 | 1.372 | 1.096 | 0.635 | 1.656 | 15.8 | 2.24
Aug'17 | MU | 1.674 | 0.789 | 1.137 | 0.371 | 3.756 | 2.308 | 1.37 | 0.946 | 0.568 | 1.473 | 14.392 | 2.13
Sep'17 | MU | 2.635 | 0.96 | 1.31 | 0.672 | 3.697 | 2.484 | 1.105 | 0.847 | 0.486 | 1.501 | 15.697 | 1.82
Oct'17 | MU | 2.659 | 0.874 | 1.471 | 0.801 | 3.932 | 2.746 | 1.762 | 0.739 | 0.283 | 1.392 | 16.659 | 1.92
Nov'17 | MU | 3.037 | 0.85 | 1.602 | 1.782 | 4.115 | 3.677 | 2.345 | 0.377 | 0.105 | 0.808 | 18.698 | 2.3
Dec'17 | MU | 2.803 | 0.977 | 1.452 | 1.137 | 2.888 | 4.392 | 2.941 | 0.18 | 0.04 | 0.621 | 17.431 | 2.5
Jan'18 | MU | 2.873 | 0.717 | 1.657 | 0.725 | 6.251 | 5.237 | 3.581 | 0.062 | 0.003 | 0.543 | 21.649 | 3.1
Feb'18 | MU | 3.004 | 0.983 | 1.792 | 1.191 | 6.328 | 4.949 | 3.086 | 0 | 0 | 0.315 | 21.648 | 3.01
Mar'18 | MU | 2.203 | 1.083 | 1.775 | 1.499 | 6.188 | 4.76 | 3.133 | 0 | 0 | 0.69 | 21.331 | 2.57
TOTAL | MU | 25.783 | 9.387 | 16.131 | 9.321 | 52.106 | 43.86 | 23.953 | 5.515 | 2.557 | 12.136 | 200.749 | 2.3158
TR.LOSS | % | 1.8102 | 1.8102 | 1.9092 | 1.9092 | 2.3358 | 2.9825 | 2.0558 | 2.3667 | 2.3667 | 2.5367 |  | 2.3158
Based on GRIDCO drawal
| FSTPS-I&II | FSTPS-III | KhSTPS-I | KhSTPS-II | TSTPS-I | TSTPS-II | Barh (ST-II) | CHUKHA | TALA | TEESTA
Generation Schedule | 1368.823 | 505.21 | 845.722 | 467.347 | 2271.985 | 1498.048 | 1184.754 | 263.902 | 122.811 | 556.766
Total Loss | 25.783 | 9.387 | 16.131 | 9.321 | 52.106 | 43.86 | 23.953 | 5.515 | 2.557 | 12.136
Toal Schedule after loss | 1343.04 | 495.823 | 829.591 | 458.026 | 2219.879 | 1454.188 | 1160.801 | 258.387 | 120.254 | 544.63
Avg.% Loss | 1.8836 | 1.858 | 1.9074 | 1.9944 | 2.2934 | 2.9278 | 2.0218 | 2.0898 | 2.0821 | 2.1797
Period 2018-19
Licencee : GRIDCO | [9 empty] | OERC | FORM TRT-13
TRANMISSION LOSS FOR PGCIL TRANSMISSION LINES
PERIOD- | 1 | ACTUALS FOR PREVIOUS YEAR
| 2 | ACTUALS/EXPECTED FOR THE CURRENT YEAR
| 3 | EXPECTED FOR ENSUING YEAR
TOTAL GRIDCO DRAWAL (Excluding Loss)
MONTHS | UNITS | FSTPS-I&II | FSTPS-III | KhSTPS-I | KhSTPS-II | TSTPS-I | TSTPS-II | Barh (ST-II) | CHUKHA | TALA | TEESTA | TOTAL EREB
Apr'18 | MU | 72.221 | 48.823 | 64.47 | 23.864 | 197.711 | 128.343 | 111.983 | 3.54 | 0 | 28.385 | 679.34
May'18 | MU | 111.962 | 53.975 | 82.186 | 23.107 | 212.667 | 136.649 | 111.118 | 18.7 | 6.888 | 54.293 | 811.545
Jun'18 | MU | 144.82 | 45.41 | 80.924 | 35.919 | 189.881 | 130.619 | 129.075 | 27.164 | 12.396 | 70.739 | 866.947
July'18 | MU | 146.105 | 54.653 | 76.01 | 54.744 | 181.525 | 101.888 | 144.653 | 47.441 | 27.672 | 75.138 | 909.829
Aug'18 | MU | 122.388 | 51.974 | 76.591 | 31.602 | 178.961 | 105.98 | 122.501 | 47.763 | 27.657 | 75.261 | 840.678
Sep'18 | MU | 120.236 | 40.035 | 57.129 | 22.009 | 176.015 | 90.304 | 86.573 | 41.345 | 23.281 | 68.503 | 725.43
Oct'18 | MU | [10 empty] | 0
Nov'18 | MU | [10 empty] | 0
Dec'18 | MU | [10 empty] | 0
Jan'19 | MU | [10 empty] | 0
Feb'19 | MU | [10 empty] | 0
Mar'19 | MU | [10 empty] | 0
TOTAL | MU | 717.732 | 294.87 | 437.31 | 191.245 | 1136.76 | 693.783 | 705.903 | 185.953 | 97.894 | 372.319 | 4833.769
TR.LOSS
MONTHS | UNITS | FSTPS-I&II | FSTPS-III | KhSTPS-I | KhSTPS-II | TSTPS-I | TSTPS-II | Barh (ST-II) | CHUKHA | TALA | TEESTA | TOTAL EREB | Avg TR. LOSS %
Apr'18 | MU | 1.416 | 0.957 | 1.425 | 0.527 | 5.358 | 4.12 | 2.475 | 0.078 | 0 | 0.911 | 17.267 | 2.52
May'18 | MU | 2.071 | 0.999 | 1.726 | 0.485 | 5.529 | 4.236 | 2.333 | 0.393 | 0.145 | 1.683 | 19.6 | 2.4
Jun'18 | MU | 2.81 | 0.881 | 1.902 | 0.844 | 4.785 | 3.945 | 2.607 | 0.685 | 0.312 | 2.094 | 20.865 | 2.49
July'18 | MU | 3.01 | 1.126 | 1.938 | 1.396 | 4.665 | 3.128 | 2.994 | 1.324 | 0.772 | 2.307 | 22.66 | 2.61
Aug'18 | MU | 2.484 | 1.055 | 1.938 | 0.8 | 4.528 | 3.211 | 2.487 | 1.328 | 0.769 | 2.28 | 20.88 | 2.58
Sep'18 | MU | 2.477 | 0.825 | 1.194 | 0.332 | 3.679 | 2.131 | 1.576 | 0.831 | 0.468 | 1.377 | 14.89 | 2.27
Oct'18 | MU | [10 empty] | 0
Nov'18 | MU | [10 empty] | 0
Dec'18 | MU | [10 empty] | 0
Jan'19 | MU | [10 empty] | 0
Feb'19 | MU | [10 empty] | 0
Mar'19 | MU | [10 empty] | 0
TOTAL | MU | 14.268 | 5.843 | 10.123 | 4.384 | 28.544 | 20.771 | 14.472 | 4.639 | 2.466 | 10.652 | 116.162 | 2.4783
TR.LOSS | % | 1.9833 | 1.9833 | 2.305 | 2.305 | 2.5033 | 2.965 | 2.0417 | 2.495 | 2.495 | 3.0317 |  | 2.4783
Based on GRIDCO drawal
| FSTPS-I&II | FSTPS-III | KhSTPS-I | KhSTPS-II | TSTPS-I | TSTPS-II | Barh (ST-II) | CHUKHA | TALA | TEESTA | TOTAL EREB
Generation Schedule | 717.732 | 294.87 | 437.31 | 191.245 | 1136.76 | 693.783 | 705.903 | 185.953 | 97.894 | 372.319 | 4833.769
Total Loss | 14.268 | 5.843 | 10.123 | 4.384 | 28.544 | 20.771 | 14.472 | 4.639 | 2.466 | 10.652 | 116.162
Toal Schedule after loss | 703.464 | 289.027 | 427.187 | 186.861 | 1108.216 | 673.012 | 691.431 | 181.314 | 95.428 | 361.667 | 4717.607
% Loss | 1.9879 | 1.9816 | 2.3148 | 2.2923 | 2.511 | 2.9939 | 2.0501 | 2.4947 | 2.5191 | 2.861

## T-14
Licencee : GRIDCO | [5 empty] | OERC | FORM T-14
Year End Charges for GRIDCO
PERIOD- | 1 |  |  | ACTUALS FOR PREVIOUS YEAR
| 2 |  |  | ACTUALS/EXPECTED FOR THE CURRENT YEAR
| 3 |  |  | EXPECTED FOR ENSUING YEAR
ACTUALS FOR PREVIOUS YEAR-2017-18
NAME OF GENERATOR |  | TTPS | OPGC | FSTPS-I & II | FSTPS-III | KHSTPS-I | KHSTPS-II | TSTPS-I | TSTPS-II | BSTPS-II (Unit-IV)
TOTAL DRAWAL | MU | 3363.9 | 2494.56 | 1368.82 | 505.21 | 845.72 | 467.35 | 2271.99 | 1498.05 | 1184.75
INCOME TAX | Rs. crore | 0 | 37.07 | 0 | 0 | 0 | 0 | 0 | 0 | 0
INCENTIVE | Rs. crore | 13.85 | 0 | 0 | 0 | 0 | 0 | 0.39 | 3.69
WATER CHARGE &WATER CESS PAID/TO BE PAID | Rs. crore | 0.1848 | 6.86 | 0.49 | 0.006 | 0.02 | 0.001 | 0.03 | 0.03 | 0.01
ED |  | 7.9 | 5.07 | 0 | 0 | 0 | 0 | 9.49 | 4.03 | 0
FPA | Rs. crore | 0 | 27.601 | 0 | 0 | 0 | 0 | 0 | 0 | 0
FERV | Rs. crore | 0 | 0 | 0 | 0 | 0 | 0 | 0 | 0 | 0
SOC AND MOC Charges | Rs. crore | 0.3203 | 0.33 | 0.13 | 0.046 | 0.07 | 0.02 | 0.17 | 0.08 | 0.11
TOTAL | Rs. crore | 22.2551 | 76.931 | 0.62 | 0.052 | 0.09 | 0.021 | 10.08 | 7.83 | 0.12
RATE | P/KWH | 6.6159 | 30.8395 | 0.45294 | 0.10293 | 0.10642 | 0.044934 | 4.4366 | 5.2268 | 0.10129
Year End Charges for GRIDCO
PERIOD-
|  | ACTUALS/EXPECTED FOR THE CURRENT YEAR-2015-16 |  | EXPECTED FOR ENSUING YEAR 2018-19
NAME OF GENERATOR |  | TTPS | OPGC | FSTPS-I & II | FSTPS-III | KHSTPS-I | KHSTPS-II | TSTPS-I | TSTPS-II | BSTPS-II (Unit-IV)
TOTAL DRAWAL | MU | 3326.87 | 2832.6 | 1406.93 | 578.05 | 854.38 | 373.72 | 2216.43 | 1346.03 | 1382.86
INCOME TAX | Rs. crore | 0 | 37.07 | 0 | 0 | 0 | 0 | 0 | 0 | 0
INCENTIVE | Rs. crore | 3.71 | 0 | 0 | 0 | 0 | 0 | 0 | 0
WATER CHARGE &WATER CESS PAID/TO BE PAID | Rs. crore | 0.24 | 7 | 0.75 | 0.02 | 0.06 | 0.01 | 0.08 | 0.09 | 0
ED | Rs. crore | 7.29 | 5.59 | 0 | 0 | 0 | 0 | 7.62 | 4.71 | 0
FPA | Rs. crore | 246.0217 | 0 | 0 | 0 | 0 | 0 | 0 | 0 | 0
FERV | Rs. crore | 0 | 0 | 0 | 0 | 0 | 0 | 0 | 0 | 0
SOC AND MOC Charges | Rs. crore | 0.38 | 0.85 | 0.25 | 0.1 | 0.14 | 0.02 | 0.36 | 0.2 | 0.1
TOTAL | Rs. crore | 257.6417 | 50.51 | 1 | 0.12 | 0.2 | 0.03 | 8.06 | 5 | 0.1
RATE | P/KWH | 77.4427 | 17.8317 | 0.71077 | 0.20759 | 0.23409 | 0.080274 | 3.6365 | 3.7146 | 0.072314
Year End Charges for GRIDCO
PERIOD-
|  | EXPECTED FOR ENSUING YEAR 2016-17 |  | EXPECTED FOR ENSUING YEAR -2019-20
NAME OF GENERATOR |  | TTPS | OPGC | FSTPS-I & II | FSTPS-III | KHSTPS-I | KHSTPS-II | TSTPS-I | TSTPS-II | BSTPS-II (Unit-IV)
TOTAL DRAWAL | MU | 3150.4 | 2928.42 | 1549.1 | 589.84 | 877.17 | 269.51 | 2213.05 | 1361.96 | 1332.89
INCOME TAX | Rs. crore | 0 | 37.07 | 0 | 0 | 0 | 0 | 0 | 0 | 0
INCENTIVE | Rs. crore | 13.85 | 0 | 0 | 0 | 0 | 0 | 0.39 | 3.69
WATER CHARGE &WATER CESS PAID/TO BE PAID | Rs. crore | 0.1848 | 6.86 | 0.49 | 0.006 | 0.02 | 0.001 | 0.03 | 0.03 | 0.01
ED |  | 7.9 | 5.07 | 0 | 0 | 0 | 0 | 9.49 | 4.03 | 0
FPA | Rs. crore | 0 | 27.601 | 0 | 0 | 0 | 0 | 0 | 0 | 0
FERV | Rs. crore | 0 | 0 | 0 | 0 | 0 | 0 | 0 | 0 | 0
SOC AND MOC Charges | Rs. crore | 0.3203 | 0.33 | 0.13 | 0.046 | 0.07 | 0.02 | 0.17 | 0.08 | 0.11
TOTAL | Rs. crore | 22.2551 | 76.931 | 0.62 | 0.052 | 0.09 | 0.021 | 10.08 | 7.83 | 0.12
RATE | P/KWH | 7.0642 | 26.2705 | 0.40023 | 0.08816 | 0.1026 | 0.077919 | 4.5548 | 5.7491 | 0.09003

## TRT-15
Licencee GRIDCO.…Ltd................................ | [15 empty] | T-15
SUMMERY OF POWER PURCHASE COST
|  |  | 1 | ACTUALS FOR PREVIOUS YEAR | [6 empty] | 2017-18
|  |  | 2 | ACTUALS FOR IST SIX MONTHS OF THE CURRENT YEAR | [6 empty] | 2018-19
|  |  | 3 | EXPECTED FOR LAST SIX MONTHS OF THE CURRENT YEAR | [6 empty] | 2018-19
PERIOD - 2017-18(Actual)
Generators | Share(%) | Gridco Share | Drawal by GRIDCO | Fixed Cost of the Station (Rs. Crore) | Fixed Cost for GRIDCO (Rs. Crore) | F.C | V.C | F.P.A. | Yr.E.A. | Total Rate | Total cost | Transmission charge (P/KWH) | Total rate including Transmission charge (P/KWH) | Total Cost including Transmission charge (Rs. in Crore) | V.C | Fixed costs as a % of total costs | Variable costs as a % of total costs
| % | MW | MU | (Rs.Cr.) | (Rs.Cr.) | P/U | P/U | P/U | P/U | P/U | Rs. Cr. | P/U | P/U | (Rs.Cr.) | (Rs.Cr.)
Hirakud | 100 |  | 584.303 |  | 0 |  | 148.052 |  |  | 148.052 | 86.5072 | 0 | 148.052 | 86.5072 | 86.5072 | 0% | 100%
Chipilima | 100 |  | 214.51 |  | 0 |  | 74.908 |  |  | 74.908 | 16.0685 | 0 | 74.908 | 16.0685 | 16.0685 | 0% | 100%
Balimela | 100 |  | 1447.806 |  | 0 |  | 75.601 |  |  | 75.601 | 109.4556 | 0 | 75.601 | 109.4556 | 109.4556 | 0% | 100%
Rengali | 100 |  | 738.101 |  | 0 |  | 100.677 |  |  | 100.677 | 74.3098 | 0 | 100.677 | 74.3098 | 74.3098 | 0% | 100%
Upper Kolab | 100 |  | 657.122 |  | 0 |  | 55.377 |  |  | 55.377 | 36.3894 | 0 | 55.377 | 36.3894 | 36.3894 | 0% | 100%
Total |  |  | 3641.842 |  | 0 |  | 88.6174 |  |  |  | 322.7306 | 0 | 0 | 322.7306 | 322.7306 | 0% | 100%
Indravati | 100 |  | 1708.031 |  | 0 |  | 87.515 |  |  | 87.515 | 149.4783 | 0 | 87.515 | 149.4783 | 149.4783 | 0% | 100%
Machakund | 100 |  | 239.727 |  | 0 |  | 55.146 |  |  | 55.146 | 13.22 | 0 | 55.146 | 13.22 | 13.22 | 0% | 100%
Other Cost of OHPC
Total |  |  | 5589.6 |  | 0 |  | 86.845 |  |  | 86.845 | 485.4289 | 0 | 86.845 | 485.4289 | 485.4289 | 0% | 100%
OPGC | 100 |  | 2516.293 |  | 0 |  | 221.118 |  |  | 221.118 | 556.3977 | 0 | 221.118 | 556.3977 | 556.3977 | 0% | 100%
TTPS | 100 |  | 3378.684 |  | 0 |  | 307.053 |  |  | 307.053 | 1037.4351 | 0 | 307.053 | 1037.4351 | 1037.4351 | 0% | 100%
TTPS (UI-OD) |  |  | 5.158 |  | 0 |  | 425.4 |  |  | 425.4 | 2.1942 | 0 | 425.4 | 2.1942 | 2.1942 | 0% | 100%
Minakshi Small Hydro |  |  | 189.199 |  | 0 |  | 368 |  |  | 368 | 69.6252 |  | 368 | 69.6252 | 69.6252 | 0% | 100%
Samal Small Hydro |  |  | 76.368 |  | 0 |  | 371 |  |  | 371 | 28.3325 |  | 371 | 28.3325 | 28.3325 | 0% | 100%
Total Small Hydro |  |  | 265.567 |  | 0 |  | 368.8627 |  |  | 368.8627 | 97.9578 |  | 368.8627 | 97.9578 | 97.9578 | 0% | 100%
CGPS/ Co Gen | 100 |  | 649.423 |  | 0 |  | 0 |  |  | 0 | 0 | 0 | 0 | 0 | 0 | #DIV/0! | #DIV/0!
IPPs
Vedanta Ltd. | 100 |  | 1027.882 |  | 0 |  | 226.786 |  |  | 226.786 | 233.1092 |  | 226.786 | 233.1092 | 233.1092 | 0% | 100%
GMR | 100 |  | 1487.5 |  |  |  | 354.006 |  |  | 354.006 | 526.5839 |  | 354.006 | 526.5839 | 526.5839 | 0% | 100%
JITPL | 100 |  | 250.643 |  | 0 |  | 128.054 |  |  | 128.054 | 32.0958 |  | 128.054 | 32.0958 | 32.0958 | 0% | 100%
Total IPPs |  |  | 2766.025 |  | 0 |  | 286.2552 |  |  | 286.2552 | 791.789 | 0 | 286.2552 | 791.789 | 791.789 | 0% | 100%
Solar | 100 |  | 198.737 |  | 0 |  | 775.878 | 0 |  | 775.878 | 154.1957 | 0 | 775.878 | 154.1957 | 154.1957 | 0% | 100%
NVVNL Bundle Power (Coal) |  |  | 175.103 |  |  |  | 315.361 |  |  | 315.361 | 55.2207 |  | 315.361 | 55.2207 | 55.2207 | 0% | 100%
Biomas | 100 |  | 47.222 |  | 0 |  | 578 |  |  | 578 | 27.2943 | 0 | 578 | 27.2943 | 27.2943 | 0% | 100% | 156.33
StateTotal |  |  | 15591.812 |  |  |  | 205.7435 |  |  | 205.7435 | 3207.9132 | 0 | 205.7435 | 3207.9132 | 3207.9132 | 0% | 100% | 786.6175
TSTPS St-I | 31.88 |  | 2219.878 |  | 0 | 0 | 312.888 |  |  | 312.888 | 694.5732 | 0 | 312.888 | 694.5732 | 694.5732 | 0% | 100%
TSTPS St-II | 10 |  | 1454.192 |  | 0 |  | 290.5 |  |  | 290.5 | 422.4428 | 0 | 290.5 | 422.4428 | 422.4428 | 0% | 100%
FSTPS I & II | 13.71 |  | 1343.04 |  | 0 |  | 413.946 |  |  | 413.946 | 555.946 | 0 | 413.946 | 555.946 | 555.946 | 0% | 100%
FSTPS-III | 28.54 |  | 495.826 |  | 0 |  | 508.502 |  |  | 508.502 | 252.1285 | 0 | 508.502 | 252.1285 | 252.1285 | 0% | 100%
KHSTPS St-I | 15.32 |  | 829.587 |  | 0 |  | 406.635 |  |  | 406.635 | 337.3391 | 0 | 406.635 | 337.3391 | 337.3391 | 0% | 100%
KHSTPS St-II | 2.14 |  | 458.026 |  | 0 |  | 350.574 |  |  | 350.574 | 160.572 | 0 | 350.574 | 160.572 | 160.572 | 0% | 100%
Barh St-II | 14.79 |  | 1160.801 |  | 0 |  | 510.691 |  |  | 510.691 | 592.8106 |  | 510.691 | 592.8106 | 592.8106 | 0% | 100%
Chukka | 15.19 |  | 258.387 |  | 0 |  | 288.946 |  |  | 288.946 | 74.6599 | 0 | 288.946 | 74.6599 | 74.6599 | 0% | 100%
Tala HPS | 4.25 |  | 120.25 |  | 0 |  | 275.867 |  |  | 275.867 | 33.173 | 0 | 275.867 | 33.173 | 33.173 | 0% | 100%
Teesta-V | 23.4 |  | 544.629 |  | 0 |  | 299.019 |  |  | 299.019 | 162.8544 | 0 | 299.019 | 162.8544 | 162.8544 | 0% | 100%
UI( EREB) |  |  | 1166.026 |  | 0 |  | 214.011 |  |  | 214.011 | 249.5424 |  | 214.011 | 249.5424 | 249.5424 | 0% | 100%
Total EREB |  |  | 10050.642 |  | 0 |  | 351.8225 |  |  | 351.8225 | 3536.042 |  | 351.8225 | 3536.042 | 3536.042 | 0% | 100%
Trading |  |  | 211.731 |  | 73.9758 |  | 349.386 |  |  | 349.386 | 73.9758 |  | 349.386 | 73.9758
Power Banking |  |  | 176.454 |  |  |  | 26.268 |  |  | 33.895 | 5.9809 |  | 33.895 | 5.9809
Wheeling Charges | [10 empty] | 0 |  |  | 0 |  |  | #DIV/0!
SOC & MOC Charges | [10 empty] | 8.415 |  |  | 8.415 |  |  | 0%
PGCIL Tranmission Cost
TOTAL |  |  | 26030.639 | [6 empty] | 262.4725 | 6832.327 |  | 262.4725 | 6832.327 |  | 0 | 0%
T-15
PERIOD - 2018-19( ACTUAL+PROJECTION)
Generators | Share(%) | Gridco Share | Drawal by GRIDCO | Fixed Cost of the Station (Rs. Crore) | Fixed Cost for GRIDCO (Rs. Crore) | F.C | V.C | F.P.A. | Yr.E.A. | Total Rate | Total cost | Transmission charge (P/KWH) | Total rate including Transmission charge (P/KWH) | Total Cost including Transmission charge (Rs. in Crore) | V.C | Fixed costs as a % of total costs | Variable costs as a % of total costs
| % | MW | MU | (Rs.Cr.) | (Rs.Cr.) | P/U | P/U | P/U | P/U | P/U | Rs. Cr. | P/U | P/U | (Rs.Cr.) | (Rs.Cr.)
Hirakud | 100 |  | 377.56 |  |  |  | 142.1761 |  |  | 142.1761 | 53.68 | 0 | 142.1761 | 53.68 | 53.68 | 0% | 100%
CHIPLIMA | 100 |  | 160.82 |  |  |  | 71.0732 |  |  | 71.0732 | 11.43 | 0 | 71.0732 | 11.43 | 11.43 | 0% | 100%
RENGALI | 100 |  | 775.72 |  |  |  | 106.8556 |  |  | 106.8556 | 82.89 | 0 | 106.8556 | 82.89 | 82.89 | 0% | 100%
BALIMELA | 100 |  | 1860.52 |  |  |  | 82.3049 |  |  | 82.3049 | 153.13 | 0 | 82.3049 | 153.13 | 153.13 | 0% | 100%
Upper Kolab | 100 |  | 944.18 |  |  |  | 58.0504 |  |  | 58.0504 | 54.81 | 0 | 58.0504 | 54.81 | 54.81 | 0% | 100%
Total |  |  | 4118.8 |  |  |  | 86.4184 |  |  | 86.4184 | 355.94 | 0 | 86.4184 | 355.94 | 355.94 | 0% | 100%
Indravati | 100 |  | 2103.1 |  |  |  | 81.0851 |  |  | 81.0851 | 170.53 | 0 | 81.0851 | 170.53 | 170.53 | 0% | 100%
Machakund | 100 |  | 247 |  |  |  | 75.3441 |  |  | 75.3441 | 18.61 | 0 | 75.3441 | 18.61 | 18.61 | 0% | 100%
Total |  |  | 6468.9 |  |  |  | 84.2616 |  |  | 84.2616 | 545.08 | 0 | 84.2616 | 545.08 | 545.08 | 0% | 100%
OPGC | 100 |  | 2638.9 |  |  |  | 243.9577 |  |  | 243.9577 | 643.78 | 0 | 243.9577 | 643.78 | 643.78 | 0% | 100%
TTPS | 100 |  | 3187.66 |  |  |  | 318.8295 |  |  | 318.8295 | 1016.32 | 0 | 318.8295 | 1016.32 | 1016.32 | 0% | 100%
Reenewable Energy Source | [13 empty] | 0 | 0 |  | #DIV/0!
Minakshi Small Hydro | 100 |  | 221.93 |  |  |  | 367.9989 |  |  | 367.9989 | 81.67 | 0 | 367.9989 | 81.67 | 81.67 | 0% | 100%
Samal Small Hydro | 100 |  | 91.6 |  |  |  | 371.0699 |  |  | 371.0699 | 33.99 | 0 | 371.0699 | 33.99 | 33.99 | 0% | 100%
Co- Generating Stations | 100 |  | 272.17 |  |  |  | 0 |  |  | 0 |  | 0 | 0 | 0 | 0 | #DIV/0! | #DIV/0!
Total |  |  | 585.7 |  |  |  | 197.4731 |  |  | 197.4731 | 115.66 | 0 | 197.4731 | 115.66 | 115.66 | 0% | 100%
CGP | 100 |  | 240.72 |  |  |  | 0 |  |  | 0 |  | 0 | 0 | 0 | 0 | #DIV/0! | #DIV/0!
Solar |  |  | 181.63 |  |  |  | 770.3023 |  |  | 770.3023 | 139.91 | 0 | 770.3023 | 139.91 | 139.91 | 0% | 100%
NVVNL Bundle Power (Coal) |  |  | 140.33 |  |  |  | 323.5231 |  |  | 323.5231 | 45.4 |  | 323.5231 | 45.4 | 45.4 |  | 100%
IPPs | 100 |  | 2728.04 |  |  |  | 252.0931 |  |  | 252.0931 | 687.72 | 0 | 252.0931 | 687.72 | 687.72 | 0% | 100%
Biomas | 100 |  | 62.92 |  |  |  | 553.4011 |  |  | 553.4011 | 34.82 |  | 553.4011 | 34.82 | 34.82 |  | 100%
TOTAL |  |  | 3939.34 |  |  |  | 259.8176 |  |  | 259.8176 | 1023.51 | 0 | 259.8176 | 1023.51 | 1023.51 | 0% | 100%
StateTotal |  |  | 16234.8 |  |  |  | 198.8746 |  |  | 198.8746 | 3228.69 | 0 | 198.8746 | 3228.69 | 3228.69 | 0% | 100%
TSTPS St-I | 31.88 |  | 2216.43 |  |  |  | 350.8119 |  |  | 350.8119 | 777.55 | 0 | 350.8119 | 777.55 | 777.55 | 0% | 100%
TSTPS St-II | 10 |  | 1346.03 |  |  |  | 309.4879 |  |  | 309.4879 | 416.58 | 0 | 309.4879 | 416.58 | 416.58 | 0% | 100%
FSTPS I & II | 13.71 |  | 1406.93 |  |  |  | 375.4771 |  |  | 375.4771 | 528.27 | 0 | 375.4771 | 528.27 | 528.27 | 0% | 100%
FSTPS-III | 28.54 |  | 578.05 |  |  |  | 444.1657 |  |  | 444.1657 | 256.75 | 0 | 444.1657 | 256.75 | 256.75 | 0% | 100%
KhTPS St-I | 15.32 |  | 854.38 |  |  |  | 394.8477 |  |  | 394.8477 | 337.35 | 0 | 394.8477 | 337.35 | 337.35 | 0% | 100%
KhTPS St-II | 2.14 |  | 373.72 |  |  |  | 343.4389 |  |  | 343.4389 | 128.35 | 0 | 343.4389 | 128.35 | 128.35 | 0% | 100%
Barh STPS - II (Unit-IV) | 14.79 |  | 1382.86 |  |  |  | 467.3575 |  |  | 467.3575 | 646.29 |  | 467.3575 | 646.29 | 646.29 | 0% | 100%
CHUKHA | 15.19 |  | 362.63 |  |  |  | 305.518 |  |  | 305.518 | 110.79 | 0 | 305.518 | 110.79 | 110.79 | 0% | 100%
Tala HPS | 4.25 |  | 190.86 |  |  |  | 281.5152 |  |  | 281.5152 | 53.73 | 0 | 281.5152 | 53.73 | 53.73 | 0% | 100%
Teesta-V | 23.4 |  | 723.33 |  |  |  | 276.2225 |  |  | 276.2225 | 199.8 | 0 | 276.2225 | 199.8 | 199.8 | 0% | 100%
Total EREB |  |  | 9435.22 |  |  |  | 366.2299 |  |  | 366.2299 | 3455.46 | 0 | 366.2299 | 3455.46 | 3455.46 | 0% | 100%
UI(EREB) |  |  | 704 | 0 |  | 0 | 225.9801 | 0 | 0 | 225.9801 | 159.09 | 0 | 225.9801 | 159.09 | 159.09 | 0% | 100%
TTPS (UI-OD) |  |  | 12.32 |  |  | 0 | 347.4026 | 0 | 0 | 347.4026 | 4.28 | 0 | 347.4026 | 4.28 | 4.28 | 0% | 100%
SLDC UI Underdrawl | [5 empty] | 0 |  | 0 | 0 | 0 | 0 | 0 | 0 | 0 | 0 | #DIV/0! | #DIV/0!
Trading |  |  | 215.06 |  |  | 0 | 416.0699 | 0 | 0 | 416.0699 | 89.48 | 0 | 416.0699 | 89.48 | 89.48 | 0%
Power Banking |  |  | 858.68 |  |  |  | 27.7752 |  |  | 27.7752 | 23.85 | 0 | 27.7752 | 23.85 | 23.85
SOC & MOC Charges | [10 empty] | 2.21 |  | 0 | 2.21
PGCIL Trans. Cost | [12 empty] | 0
TOTAL |  |  | 27460.08 | [6 empty] | 253.5703 | 6963.06 |  |  | 6963.06 |  |  | 0%
T-15
PERIOD - 2019-20( PROJECTION)
Generators | Share(%) | Gridco Share | Drawal by GRIDCO | Fixed Cost of the Station | Fixed Cost for GRIDCO (Rs. Crore) | F.C | V.C | F.P.A. | Yr.E.A. | Total Rate | Total cost | Transmission charge (P/KWH) | Total rate including Transmission charge (P/KWH) | Total Cost including Transmission charge (Rs. in Crore) | V.C | Fixed costs as a % of total costs | Variable costs as a % of total costs
|  | MW | MU | (Rs.Cr.) | (Rs.Cr.) | P/U | P/U | P/U | P/U | P/U | Rs. Cr. | P/U | P/U | (Rs.Cr.) | (Rs.Cr.)
Hirakud | 100 |  | 657.59 |  | 0 |  | 157.73 |  |  | 157.73 | 103.7217 | 0 | 157.73 | 103.7217 | 103.7217 | 0% | 100%
CHIPLIMA | 100 |  | 346.5 |  | 0 |  | 79.28 |  |  | 79.28 | 27.4705 | 0 | 79.28 | 27.4705 | 27.4705 | 0% | 100%
RENGALI | 100 |  | 663.3 |  | 0 |  | 98.46 |  |  | 98.46 | 65.3085 | 0 | 98.46 | 65.3085 | 65.3085 | 0% | 100%
BALIMELA | 100 |  | 1173.15 |  |  |  | 88.05 |  |  | 88.05 | 103.2959 | 0 | 88.05 | 103.2959 | 103.2959 | 0% | 100%
Upper Kolab | 100 |  | 780.12 |  | 0 |  | 63.84 |  |  | 63.84 | 49.8029 | 0 | 63.84 | 49.8029 | 49.8029 | 0% | 100%
Total |  |  | 3620.66 |  |  |  | 96.5568 |  |  | 96.5568 | 349.5994 | 0 | 96.5568 | 349.5994 | 349.5994 | 0% | 100%
Indravati | 100 |  | 1950.3 |  | 0 |  | 82.186 |  |  | 82.186 | 160.2874 | 0 | 82.186 | 160.2874 | 160.2874 | 0% | 100%
Machakund | 100 |  | 262.5 |  | 0 |  | 51.16 |  |  | 51.16 | 13.4295 | 0 | 51.16 | 13.4295 | 13.4295 | 0% | 100%
Total |  |  | 5833.46 |  |  |  | 89.7094 |  |  | 89.7094 | 523.3163 | 0 | 89.7094 | 523.3163 | 523.3163 | 0% | 100%
OPGC (1st & 2nd Unit) | 100 |  | 2861.6 |  |  | 85.168 | 146 |  | 22.74 | 253.908 | 726.5831 | 0 | 253.908 | 726.5831 | 417.7936 | 0% | 57.5%
OPGC (3rd & 4th Unit) | 100 |  | 4574.98 |  |  | 214 | 119 |  |  | 333 | 1523.4683 | 0 | 333 | 1523.4683 | 544.4226 | 0% | 35.74%
TTPS | 100 |  | 3336.04 |  |  | 133.538 | 169.07 |  | 9.36 | 311.968 | 1040.7377 | 0 | 311.968 | 1040.7377 | 564.0243 | 0% | 54.19%
Reenewable Energy Source |  |  |  |  | 0 |  |  |  |  | 0 | 0 | 0 | 0 | 0 | 0 | #DIV/0! | #DIV/0!
Minakshi Small Hydro | 100 |  | 220 |  | 0 |  | 368 |  |  | 368 | 80.96 | 0 | 368 | 80.96 | 80.96 | 0% | 100%
Samal Small Hydro | 100 |  | 100 |  | 0 |  | 371 |  |  | 371 | 37.1 | 0 | 371 | 37.1 | 37.1 | 0% | 100%
Baitarani Power Proj. Pvt. Ltd. | 100 |  | 65 |  | 0 |  | 426 |  |  | 426 | 27.69 | 0 | 426 | 27.69 | 27.69 | 0% | 100%
Saptadhara SHEP | 100 |  | 32 |  | 0 |  | 426 |  |  | 426 | 13.632 | 0 | 426 | 13.632 | 13.632 | 0% | 100%
Solar | 100 |  | 686 |  | 0 |  | 533.236 |  |  | 533.236 | 365.7999 | 0 | 533.236 | 365.7999 | 365.7999 | 0% | 100%
Biomanss Energy | 100 |  | 80 |  | 0 |  | 578 |  |  | 578 | 46.24 | 0 | 578 | 46.24 | 46.24 | 0% | 100%
Wind Energy (PTC, Phase-I) | 100 |  | 85 |  | 0 |  | 353 |  |  | 353 | 30.005 | 0 | 353 | 30.005 | 30.005 | 0% | 100%
Wind Energy (PTC, Phase-II) | 100 |  | 175 |  | 0 |  | 272 |  |  | 272 | 47.6 | 0 | 272 | 47.6 | 47.6 | 0% | 100%
Total |  |  | 1443 |  | 0 |  | 449.7761 |  |  | 449.7761 | 649.0269 | 0 | 449.7761 | 649.0269 | 649.0269 | 0% | 100%
Co- Generating Stations |  |  | 0 |  | 0 |  | 0 |  |  | 0 | 0 | 0 | 0 | 0 | 0 | #DIV/0! | #DIV/0!
CGP |  |  | 0 |  | 0 |  | 0 |  |  | 0 | 0 | 0 | 0 | 0 | 0 | #DIV/0! | #DIV/0!
Total |  |  | 0 |  | 0 |  | 0 |  |  | 0 | 0 | 0 | 0 | 0 | 0 | #DIV/0! | #DIV/0!
IPPs
M/s. Vedanta limited | 100 |  | 2100 |  | 0 |  | 271.38 |  |  | 271.38 | 569.898 | 0 | 271.38 | 569.898 | 569.898 | 0% | 100%
M/s. GMR Kamalanga Energy Ltd. | 100 |  | 2217.72 |  | 0 |  | 295.75 |  |  | 295.75 | 655.8907 | 0 | 295.75 | 655.8907 | 655.8907 | 0% | 100%
M/s. JITPL | 100 |  | 453.47 |  | 0 |  | 146.7 |  |  | 146.7 | 66.524 |  | 146.7 | 66.524 | 66.524 | 0% | 100%
TOTAL IPPS |  |  | 4771.19 |  |  |  | 270.8575 |  |  | 270.8575 | 1292.3127 | 0 | 270.8575 | 1292.3127 | 1292.3127 | 0% | 100%
StateTotal |  |  | 22820.27 |  |  |  | 252.2076 |  |  | 252.2076 | 5755.4451 | 0 | 252.2076 | 5755.4451 | 5755.4451 | 0% | 100%
TSTPS St-I | 32.34 |  | 2213.05 |  | 218.7379 | 98.84 | 174.29 | 0 | 4.67 | 277.8 | 614.7853 | 39.72 | 317.52 | 702.6876 | 385.7125 | 31.13% | 62.74%
TSTPS St-II | 10 |  | 1361.96 |  | 101.2617 | 74.35 | 175.2 | 0 | 5.92 | 255.47 | 347.9399 | 39.72 | 295.19 | 402.037 | 238.6154 | 25.19% | 100%
FSTPS I & II | 14.18 |  | 1549.1 |  | 131.9059 | 85.15 | 231.55 | 0 | 0.41 | 317.11 | 491.2351 | 39.72 | 356.83 | 552.7654 | 358.6941 | 23.86% | 100%
FSTPS-III | 17.15 |  | 0 |  | 0 | 153.466 | 233.526 | 0 | 0.09 | 387.082 | 0 | 39.72 | 426.802 | 0 | 0 | #DIV/0! | 62.74%
KhTPS St-I | 15.77 |  | 0 |  | 0 | 109.04 | 230.668 | 0 | 0.11 | 339.818 | 0 | 39.72 | 379.538 | 0 | 0 | #DIV/0! | 68.58%
KhTPS St-II | 2.62 |  | 109.78 |  | 12.3377 | 112.386 | 220.968 | 0 | 0.07 | 333.424 | 36.6033 | 39.72 | 373.144 | 40.9637 | 24.2579 | 30.12% | 73.02%
Barh STPS - II (Unit-IV &V) | 14.69 |  | 0 |  | 0 | 190.36 | 226.93 |  | 0.09 | 417.38 | 0 | 39.72 | 457.1 | 0 | 0 | #DIV/0! | #DIV/0!
CHUKHA | 15.19 |  | 261 |  |  |  | 246.14 |  |  | 246.14 | 64.2425 | 39.72 | 285.86 | 74.6095 | 64.2425 | 0% | #DIV/0!
Tala HPS | 4.25 |  | 135 |  |  |  | 221.37 |  |  | 221.37 | 29.8849 | 39.72 | 261.09 | 35.2472 | 29.8849 | 0% | 66.27%
Teesta-V | 23.4 |  | 447 |  |  |  | 239.64 |  |  | 239.64 | 107.1191 | 39.72 | 279.36 | 124.8739 | 107.1191 | 0% | #DIV/0!
Total EREB |  |  | 6076.89 |  |  |  | 278.4007 |  |  |  | 1691.8102 | 0 | 0 | 1933.1942 | 1691.8102 | 0% | 100%
SOC & MOC Charges | [10 empty] | 0 |  | 0 | 2.2 | 0 | 0% | 100%
TOTAL |  |  | 28897.17 | [6 empty] | 266.1451 | 7447.2553 |  |  | 7690.8394 | 0 | 0% | 0%
Net Power Banking |  |  | 0
Total GRIDCO |  |  | 28897.17 | [6 empty] | 266.1451 |  |  |  | 7690.8394

## TRT-19
Licencee: GRIDCO
SUMMERY OF DEVIATION/UNSCHEDULE INTERCHANGE (UI) | [6 empty] | FORM TRT-19
PERIOD- | 1 | ACTUALS FOR PREVIOUS YEAR
| 2 | ACTUALS/EXPECTED FOR THE CURRENT YEAR
| 3 | EXPECTED FOR ENSUING YEAR
MONTH | Schedule energy (MU) | Actual drawal (MU) |  | Over / Under drawal (MU) | Underdrwal in MU | UI Received (Rs Cr) | UI Paid (Rs Cr) | Net UI Received (Rs Cr) | 50.0< F >50.5 | 49.5< F >50.0 | 49.02< F >49.5 | Below 49.02
2012-04-05 | -784.7204 | -821.9547 |  | -37.2343 | 25.909 | 4.3985 |  | -8.0479 | [5 empty] | -37.235
2012-05-05 | -757.4424 | -765.3231 |  | -7.8806 | 36.19 | 7.9704 |  | -3.5104
2012-06-05 | -674.0956 | -675.2974 |  | -1.2019 | 45.398 | 17.9544 |  | 2.8149
2012-07-05 | -594.7418 | -660.5857 |  | -65.8439 | 21.687 | 8.1843 |  | -13.7942
2012-08-05 | -411.2021 | -459.5995 |  | -48.3974 | 24.006 | 3.9443 |  | -6.4037
2012-09-05 | -235.1566 | -259.3108 |  | -24.1542 | 16.393 | 3.7876 |  | 0.81183
2012-10-05 | -326.1082 | -339.0677 |  | -12.9596 | 8.157 | 4.216 |  | 3.9513
2012-11-05 | -445.1116 | -464.0178 |  | -18.9062 | 6.912 | 1.8338 |  | -1.1127
2012-12-05 | -524.4409 | -516.4544 |  | 7.9865 | 17.964 | 5.622 |  | 3.944
2013-01-05 | -463.5944 | -473.2754 |  | -9.681 | 10.044 | 4.5018 |  | 3.0518
2013-02-05 | -362.295 | -432.3091 |  | -70.0141 | 0 | 0.00985 |  | -6.2301
2013-03-05 | -438.6534 | -507.6586 |  | -69.0052 | 2.471 | 0.39831 |  | -7.2076
TOTAL | -6017.5624 | -6374.8542 |  | -357.2917 | 215.131 | 62.8212 |  | -31.7329
(-ve) means drawl by GRIDCO.
(+ve) means injection by GRIDCO.
MONTH | Schedule energy (MU) | Actual drawal (MU) | Over drawal (MU) | Underdrwal in MU | UI Received (Rs Cr) | UI Paid (Rs Cr) | Net Unscheduled (in MU) | Net UI Received (Rs Cr) | Excess drawal of energy(beyond schedule) during frequency above 50.5HZ (MU) | Less drawal of energy(beyond schedule) during frequency above 50.5HZ (MU) | Excess drawal of energy(beyond schedule) during frequency below 50.5HZ (MU) | Less drawal of energy (beyond schedule) during frequency below 50.5HZ (MU) | Above 50.2 (50.5) | 50.0< F >50.5 | 49.5< F >50.0 | 49.02< F >49.5 | Below 49.02
2017-04-05 | -681.7834 | -699.2376 | 39.2264 | 21.7722 | 5.5142 | 5.4235 | -17.4542 | 1.0091 | [8 empty] | -801.673
2017-05-05 | -782.8112 | -811.3226 | 50.6974 | 22.186 | 5.8838 | 6.0102 | -28.5114 | -0.7683 | [8 empty] | -1285.1091
2017-06-05 | -507.2103 | -525.0298 | 38.8877 | 21.0682 | 4.0508 | 5.7441 | -17.8195 | -1.0068 | [8 empty] | -845.8018
2017-07-05 | -836.5249 | -859.1865 | 43.1145 | 20.4529 | 5.1677 | 6.2106 | -22.6616 | 0.65064 | [8 empty] | -1107.9866
2017-08-05 | -776.518 | -838.0389 | 78.6159 | 17.095 | 4.2789 | 12.7478 | -61.5209 | -9.8911 | [8 empty] | -3598.7616
2017-09-05 | -999.2278 | -1098.7581 | 106.7036 | 7.1733 | 2.3976 | 21.1032 | -99.5303 | -21.9449 | [8 empty] | -13875.0407
2017-10-05 | -1162.6464 | -1318.4724 | 159.0967 | 3.2706 | 1.041 | 37.1737 | -155.8261 | -44.3821 | [8 empty] | -47644.8582
2017-11-05 | -962.6234 | -1122.4312 | 162.1485 | 2.3407 | 0.44446 | 40.8821 | -159.8078 | -50.3353 | [8 empty] | -68272.9833
2017-12-05 | -909.3085 | -1046.6871 | 139.6116 | 2.2329 | 0.40048 | 32.0566 | -137.3787 | -38.7368
2018-01-05 | -758.1394 | -850.9558 | 98.8289 | 6.0126 | 1.3614 | 22.5647 | -92.8164 | -26.8292
2018-02-05 | -877.2068 | -987.4679 | 112.5879 | 2.3267 | 0.51293 | 25.9842 | -110.2612 | -31.2852
2018-03-05 | -1028.8125 | -1163.9061 | 136.507 | 1.4134 | 0.36055 | 33.6415 | -135.0936 | -39.7407
TOTAL | -10282.8125 | -11321.4941 | 1166.0262 | 127.3446 | 31.4139 | 249.5421 | -1038.6816 | -263.2607
(-ve) means drawl by GRIDCO.
(+ve) means injection by GRIDCO.
MONTH | Schedule energy (MU) | Actual drawal (MU) | Over drawal (MU) | Underdrwal in MU | UI Received (Rs Cr) | UI Paid (Rs Cr) | Net Unscheduled (in MU) | Net UI Received (Rs Cr) | Excess drawal of energy(beyond schedule) during frequency above 50.5HZ (MU) | Less drawal of energy(beyond schedule) during frequency above 50.5HZ (MU) | Excess drawal of energy(beyond schedule) during frequency below 50.5HZ (MU) | Less drawal of energy (beyond schedule) during frequency below 50.5HZ (MU) | Above 50.2 (50.5) | 50.0< F >50.5 | 49.5< F >50.0 | 49.02< F >49.5 | Below 49.02
2018-04-05 | -792.9002 | -847.8808 | 64.8358 | 9.8552 | 2.785 | 14.7047 | -54.9806 | -12.8874 | [8 empty] | -5578.8478
2018-05-05 | -1120.6665 | -1192.2362 | 81.8684 | 10.2987 | 3.5281 | 19.8849 | -71.5697 | -17.3256 | [8 empty] | -6949.4099
2018-06-05 | -1303.9248 | -1416.2224 | 116.8504 | 4.5529 | 1.298 | 24.0881 | -112.2975 | -25.7778 | [8 empty] | -24665.3083
2018-07-05 | -1170.5963 | -1312.5859 | 144.1623 | 2.1726 | 0.46241 | 32.7363 | -141.9896 | -36.5112 | [8 empty] | -65353.2602
2018-08-05 | -1499.2955 | -1601.9651 | 107.2898 | 4.6202 | 1.0704 | 22.9807 | 186.7096 | -23.1145 | [8 empty] | 40411.2634
2018-09-05 | -927.8903 | -1004.8689 | 88.9968 | 12.0182 | 3.3304 | 23.3489 | -674.0747 | -25.0594 | [8 empty] | -56087.7817
2018-10-05 | -1185.7569 | -1284.5759 | 106.84 | 8.021 | 2.2558 | 26.3532 | 180.888 | -30.2036 | [8 empty] | 22551.717
2018-11-05 | -1086.6836 | -1188.2675 | 105.3814 | 3.7976 | 1.1285 | 24.7638 | -197.8922 | -25.7902 | [8 empty] | -52110.3946
2018-12-05
2019-01-05
2019-02-05
2019-03-05
TOTAL | -9087.7142 | -9848.6026 | 816.2249 | 55.3364 | 15.8584 | 188.8606 | -885.2069 | -196.6696
(-ve) means drawl by GRIDCO.
(+ve) means injection by GRIDCO.