## Contents
TABLE OF CONTENTS FOR GRIDCO TARIFF GUIDE LINES
| Sheet No | OERC FORM NO | SUBJECT | PAGE NO
1 | TECHNICAL
| Sheet T-1 | TRT-1 | Generation plan as proposed by Generators | 1-3
| Sheet T-2 | TRT-2 | Schedule of maintenance of Generators | 4-5
| Sheet T-3 | TRT-3 | Assessment of consumption | 6
| Sheet T-4 | TRT-4 | Monthly Assessment of consumption | 7
| Sheet T-5 | TRT-5 | Assessment of Demand | 8
| Sheet T-6 | TRT-6 | Input to Orissa grid | 9
| Sheet T-7 | TRT-7 | Output of EHT GRID S/S excluding Auto_transformers | 10
| Sheet T-8 | TRT-8 | Calculation of transmission loss in EHT system | 11
| Sheet T-9 | TRT-9 | Tariff for thermal station | 12-13
| Sheet T-10 | TRT-10 | Tariff for OHPC | 14
| Sheet T-11 | TRT-11 | Tariff for INDRAVATI | 15
| Sheet T-12 | TRT-12 | Tariff for MACHHKUND | 16
| Sheet T-13 | TRT-13 | Tariff for CHUKHA | 17
| Sheet T-14 | TRT-14 | Tariff for CPPS | 18
| Sheet T-15 | TRT-15 | Fuel price adjustment for thermal stations (Except CPPS) | 19-21
| Sheet T-16 | TRT-16 | Transmission tariff for PGCIL Transmission system | 22
| Sheet T-17 | TRT-17 | Transmission charge & transmission loss for PGCIL Transmission lines | 23-24
| Sheet T-18 | TRT-18 | Income Tax for generators | 25
| Sheet T-19 | TRT-19 | Water tax & cess for thermal stations | 26
| Sheet T-20 | TRT-20 | Calculation of least cost power purchase cost | 27-29
| Sheet T-21 | TRT-21 | Power purchase at GRIDCO bus | 30
| Sheet T-22 | TRT-22 | Abstract of least cost power procurement | 31
| Sheet T-23 | TRT-23 | Expected Revenue from charges (Ensuing year) | 32
| Sheet T-24 | TRT-24 | Bulk supply tariff Revision proposal | 33
2 | FINANCE
| Sheet F-1 | TRF-1 | Information on Block Capital | 34
| Sheet F-2 | TRF-2 | Project wise/Scheme wise Capital Expenditure | 35
| Sheet F-3 | TRF-3 | Information on receipt & repayment of loan | 36
| Sheet F-4 | TRF-4 | Cost of Power of GRIDCO | 37
| Sheet F-5 | TRF-5 | Revenue requirement | 38
| Sheet F-6 | TRF-6 | Calculation of clear profit for the ensuing FY | 39-40
| Sheet F-7 | TRF-7 | Calculation of capital base and reasonable return for ensuing FY | 41
| Sheet F-8 | TRF-8 | Proposed Charges, other than and in addition to the charges of tariff leviable for the purpose | 42
| Sheet F-9 | TRF-9 | Statement of Sundry debtors & provision for bad & doubtful debt | 43
| Sheet F-10 | TRF-10 | Information on Inventory | 44
| Sheet F-11 | TRF-11 | Information on Cash and Bank Balance | 45
| Sheet F-12 | TRF-12 | Statement of Share Capital | 46
| SheetF-13 | TRF-13 | Employees Cost | 47
| Sheet F-14 | TRF-14 | Repair & Maintenance Expenses | 48
| Sheet F-15 | TRF-15 | Admin. & General Expenses | 49
| Sheet F-16 | TRF-16 | Consolidated report on secured/unsecured loan | 50
| Sheet F-17 | TRF-17 | Consolidated report on capital work in progress | 51
| Sheet F-18 | TRF-18 | Consolidated report on addition to fixed assets during the year | 52
| Sheet F-19 | TRF-19 | Statements of assets not in use | 53
| Sheet F-20 | TRF-20 | Statements of special appropriation permitted by appropriate authority | 54
| Sheet F-21 | TRF-21 | Statement of Tariff/Dividend Control Reserve | 55
| Sheet F-22 | TRF-22 | Statement of Contingency Reserve | 56
| Sheet F-23 | TRF-23 | Statement of Fixed Assets & Depreciation | 57
| Sheet F-24 | TRF-24 | Subsidy and Grants | 58
| Sheet F-25 | TRF-25 | Balance Sheet | 59
| Sheet F-26 | TRF-26 | Profit & Loss Account | 60
| Sheet F-27 | TRF-27 | Additional Financial Information | 61
3 | PERFORMANCE DATA
| Sheet P-1 | TRP-1 | Voltage Fluctuation | 62
| Sheet P-2 | TRP-2 | Electrical Accidents | 63
| Sheet P-3 | TRP-3 | Abstract of unscheduled trippings | 64
| Sheet P-4 | TRP-4 | Frequency Excursion | 65
| Sheet P-5 | TRP-5 | Failure of Transformers | 66
| Sheet P-6 | TRP-6 | Information for Time of Day Tariff | 67
| Sheet P-7 | TRP-7 | Interruptions | 68
| Sheet P-8 | TRP-8 | Availability of transmission lines for power supply | 69
4 | TRANSMISSION LINES & GRID SUB-STATIONS
| SheetTRL-1 | TRL-1 | Informations required for transmission tariff | 70
| SheetTRL-2 | TRL-2 | Grid sub-stations | 71
| SheetTRL-3 | TRL-3 | Abstract of Grid sub-stations | 72
| SheetTRL-4 | TRL-4 | Details of transmission lines (400 kv) | 73
| SheetTRL-5 | TRL-5 | Details of transmission lines (220kv) | 74
| SheetTRL-6 | TRL-6 | Details of transmission lines (132 kv) | 75
| SheetTRL-7 | TRL-7 | Details of transmission lines (66 kv) | 76
| SheetTRL-8 | TRL-8 | Abstract of Transmission lines | 77
| SheetTRL-9 | TRL-9 | Abstract of Transmission lines & Grid sub-stations | 78

## TRT-1
| Licencee GRIDCO | [13 empty] | OERC | FORM TRT-1
POWER PURCHASED FROM GENERATORS
| PERIOD- |  |  | 1 | ACTUALS FOR PREVIOUS YEAR
|  |  |  | 2 | ACTUALS FOR IST SIX MONTHS OF THE CURRENT YEAR
|  |  |  | 3 | EXPECTED FOR LAST SIX MONTHS OF THE CURRENT YEAR
|  |  |  | 4 | EXPECTED FOR ENSUING YEAR (Projection/Generation Plan Submitted by Generator)
SL.NO | GENERATING STATION | Installed capacity (MW) | Unit Size & No of Units | Unit | APRIL | MAY | JUNE | JULY | AUGUST | SEPTEMBER | OCTOBER | NOVEMBER | DECEMBER | JANUARY | FEBRUARY | MARCH | TOTAL | AVERAGE | MAXIMUM
| STATE HYDRO STATION |  |  | DAYS | 30 | 31 | 30 | 31 | 31 | 30 | 31 | 30 | 31 | 31 | 28 | 31 | 365
ENERGY AVAILABLE FROM OHPC
1 | HIRAKUD |  | 2014-15 | MU | 38.4628 | 35.8069 | 34.9215 | 36.2937 | 78.3503 | 84.5159 | 81.454 | 40.236 | 43.083 | 30.624 | 22.171 | 21.83 | 547.7492 | 45.6458 | 84.5159
|  |  | 2015-16 |  | 18.567 | 22.479 | 35.86 | 63.136 | 79.516 | 66.764 | 77.22 | 35.64 | 14.85 | 29.7 | 27.72 | 29.7 | 501.152 | 41.7627 | 79.516
|  |  | 2016-17 |  | 24.75 | 19.8 | 21.78 | 74.25 | 117.81 | 129.69 | 90.8226 | 39.6 | 49.5 | 19.8 | 22.77 | 28.71 | 639.2826 | 53.2736 | 129.69
2 | CHIPLIMA |  | 2014-15 | MU | 25.6542 | 18.9233 | 14.5829 | 18.8452 | 29.5379 | 28.125 | 32.706 | 24.743 | 27.982 | 22.477 | 16.383 | 17.114 | 277.0734 | 23.0895 | 32.706
|  |  | 2015-16 |  | 15.602 | 24.741 | 17.42 | 27.583 | 31.495 | 28.683 | 29.7 | 13.86 | 6.93 | 21.78 | 20.79 | 21.78 | 260.364 | 21.697 | 31.495
|  |  | 2016-17 |  | 44.55 | 37.62 | 38.61 | 47.52 | 45.54 | 67.32 | 37.62 | 39.6 | 31.68 | 25.74 | 24.75 | 24.057 | 464.607 |  | 67.32
3 | BALIMELA |  | 2014-15 | MU | 74.493 | 88.563 | 117.471 | 118.434 | 145.633 | 185.185 | 179.999 | 89.198 | 93.84 | 53.035 | 45.343 | 48.195 | 1239.389 | 103.2824 | 185.185
|  |  | 2015-16 |  | 44.648 | 53.959 | 45.095 | 63.447 | 76.253 | 65.373 | 47.52 | 42.57 | 36.63 | 66.33 | 102.96 | 110.88 | 755.665 | 62.9721 | 110.88
|  |  | 2016-17 |  | 100.98 | 107.91 | 99 | 131.67 | 122.76 | 120.78 | 101.97 | 87.12 | 69.3 | 73.26 | 71.28 | 73.458 | 1159.488 | 96.624 | 131.67
4 | U.KOLAB |  | 2014-15 | MU | 82.718 | 71.2408 | 72.6692 | 35.9862 | 61.1922 | 75.28 | 57.89 | 24.4 | 41.923 | 53.336 | 61.154 | 64.915 | 702.7045 | 58.5587 | 82.718
|  |  | 2015-16 |  | 65.748 | 72.155 | 65.692 | 62.613 | 61.782 | 61.678 | 63.36 | 42.57 | 14.85 | 73.26 | 69.3 | 73.26 | 726.268 | 60.5223 | 73.26
|  |  | 2016-17 |  | 71.28 | 59.4 | 28.3932 | 99 | 125.73 | 129.69 | 73.26 | 41.58 | 29.7 | 45.54 | 53.46 | 58.41 | 815.4432 | 67.9536 | 129.69
5 | RENGALI |  | 2014-15 | MU | 74.045 | 63.613 | 63.202 | 60.656 | 169.291 | 165.092 | 48.811 | 14.619 | 23.234 | 12.561 | 6.878 | 8.096 | 710.098 | 59.1748 | 169.291
|  |  | 2015-16 |  | 13.829 | 53.417 | 76.191 | 131.939 | 143.819 | 85.251 | 9.9 | 13.86 | 14.85 | 21.78 | 27.72 | 29.7 | 622.256 | 51.8547 | 143.819
|  |  | 2016-17 |  | 17.82 | 36.63 | 24.75 | 59.4 | 80.19 | 128.4525 | 64.35 | 25.74 | 31.68 | 13.86 | 15.84 | 15.84 | 514.5525 | 42.8794 | 128.4525
6358.8201
| Sub Total |  | 2014-15 | MU | 295.373 | 278.147 | 302.8466 | 270.2151 | 484.0044 | 538.198 | 400.86 | 193.196 | 230.062 | 172.033 | 151.929 | 160.15 | 3477.0141 | 289.7512 | 538.198
|  |  | 2015-16 |  | 158.394 | 226.751 | 240.258 | 348.718 | 392.865 | 307.749 | 227.7 | 148.5 | 88.11 | 212.85 | 248.49 | 265.32 | 2865.705 | 238.8088 | 392.865
|  |  | 2016-17 |  | 259.38 | 261.36 | 212.5332 | 411.84 | 492.03 | 575.9325 | 368.0226 | 233.64 | 211.86 | 178.2 | 188.1 | 200.475 | 3593.3733 | 299.4478 | 575.9325
6 | INDRAVATI |  | 2014-15 | MU | 316.672 | 293.479 | 200.39 | 109.721 | 344.305 | 407.075 | 245.331 | 138.46 | 95.362 | 136.121 | 142.6 | 167.712 | 2597.228 | 216.4357 | 407.075
|  |  | 2015-16 |  | 173.351 | 220.098 | 187.327 | 206.842 | 143.819 | 118.561 | 188.1 | 99.99 | 29.7 | 77.22 | 72.27 | 77.22 | 1594.498 | 132.8748 | 220.098
|  |  | 2016-17 |  | 89.1 | 92.07 | 89.1 | 202.95 | 258.39 | 262.35 | 186.12 | 142.56 | 97.02 | 147.51 | 172.6461 | 183.15 | 1922.9661 | 160.2472 | 262.35
7 | MACHHKUND |  | 2014-15 | MU | 24.86 | 15.698 | 20.474 | 34.917 | 32.184 | 17.151 | 15.693 | 15.656 | 18.35 | 29.081 | 29 | 31.514 | 284.578 | 23.7148 | 34.917
|  |  | 2015-16 |  | 26.704 | 17.3 | 8.927 | 24.036 | 29.089 | 18.045 | 23.0667 | 23.0667 | 23.0667 | 23.0667 | 23.0667 | 23.0667 | 262.501 | 21.8751 | 29.089
|  |  | 2016-17 |  | 14 | 21.8 | 13 | 16 | 15.6 | 16.6 | 48 | 35.5 | 30 | 20 | 15 | 17 | 262.5 | 21.875 | 48
| TOTAL OHPC |  | 2014-15 | MU | 636.905 | 587.324 | 523.7106 | 414.8531 | 860.4934 | 962.424 | 661.884 | 347.312 | 343.774 | 337.235 | 323.529 | 359.376 | 6358.8201 | 529.9017 | 962.424
|  |  | 2015-16 |  | 358.449 | 464.149 | 436.512 | 579.596 | 565.773 | 444.355 | 438.8667 | 271.5567 | 140.8767 | 313.1367 | 343.8267 | 365.6067 | 4722.704 | 393.5587 | 579.596
|  |  | 2016-17 |  | 362.48 | 375.23 | 314.6332 | 630.79 | 766.02 | 854.8825 | 602.1426 | 411.7 | 338.88 | 345.71 | 375.7461 | 400.625 | 5778.8394 | 481.57 | 854.8825
RESERVOIR HEAD ON FIRST DAY OF THE MONTH
| HIRAKUD |  | 2014-15 | FEET | 619.04 | 614.23 | 608.83 | 599.47 | 622.43 | 621.85 | 630 | 619.75 | 628.97 | 627.95 | 622.47 | 618.89
2015-16
2016-17
| CHIPLIMA |  | 2014-15 | FEET
2015-16
2016-17
| BALIMELA |  | 2014-15 | FEET | 1497.9 | 1491.7 | 1497.9 | 1487.9 | 1489.3 | 1494.1 | 1504.2 | 1515.6 | 1513.1 | 1510.4 | 1505.4 | 1503.5
2015-16
2016-17
| U.KOLAB |  | 2014-15 | METRES | 853.16 | 851.34 | 849.75 | 847.82 | 851.23 | 854.06 | 855.4 | 856.87 | 855.91 | 855.92 | 855.79 | 854.81
2015-16
2016-17
| RENGALI |  | 2014-15 | METRES | 121.1 | 118.42 | 115.33 | 110.87 | 116.77 | 120.67 | 122.82 | 122.07 | 121.78 | 122.35 | 120.7 | 120.43
2015-16
2016-17
| INDRAVATI |  | 2014-15 | METRES | 637.55 | 633.83 | 630.52 | 628 | 636.12 | 640.62 | 641.72 | 640.72 | 640.33 | 642.01 | 639.09 | 637.89
2015-16
2016-17
| MACHHKUND |  | 2014-15 | METRES | 2736.35 | 2730.3 | 2726.8 | 2720 | 2723.2 | 2733.4 | 2742.2 | 2749 | 2747.7 | 2745.45 | 2740.2 | 2735.65
2015-16
2016-17
STATE THERMAL STATIONS
8 | IBTPS
| NET ENERGY AVAILABLE |  | 2014-15 | MU | 247.269 | 257.326 | 234.766 | 257.459 | 245.346 | 99.081 | 229.7 | 232.706 | 105.442 | 176.048 | 142.896 | 266.526 | 2494.565 | 207.8804 | 266.526
|  |  | 2015-16 |  | 248.633 | 226.752 | 249.431 | 217.413 | 236.16 | 238.112 | 236.05 | 236.05 | 236.05 | 236.05 | 236.05 | 236.05 | 2832.801 | 236.0668 | 249.431
|  |  | 2016-17 |  | 213.44 | 251.421 | 243.311 | 236.922 | 256.922 | 229.28 | 251.984 | 239.43 | 250 | 264.946 | 238.775 | 251.984 | 2928.415 | 244.0346 | 264.946
| PAF (Plant Availability Factor) |  | 2014-15 | % | 90.3523 | 90.994 | 85.7837 | 91.0411 | 86.7577 | 36.2043 | 81.2251 | 85.031 | 37.2857 | 62.253 | 55.9439 | 94.2473
|  |  | 2015-16 |  | 90.8507 | 80.1826 | 91.1423 | 76.8802 | 83.5094 | 87.0063 | 83.4705 | 86.2529 | 83.4705 | 83.4705 | 92.4138 | 83.4705
|  |  | 2016-17 |  | 77.5626 | 88.4174 | 88.4176 | 83.3186 | 90.352 | 83.3188 | 88.6154 | 87.0072 | 87.9177 | 93.1738 | 92.967 | 88.6154
9 | TTPS (NTPC)
| NET ENERGY AVAILABLE |  | 2014-15 | MU | 295.617 | 313.13 | 283.041 | 236.005 | 271.613 | 259.765 | 282.682 | 237.821 | 295.688 | 302.989 | 278.733 | 306.815 | 3363.899 | 280.3249 | 313.13
|  |  | 2015-16 |  | 296.486 | 307.711 | 288.283 | 287.794 | 230.131 | 253.028 | 287.918 | 273.988 | 275.165 | 275.165 | 275.165 | 275.165 | 3325.999 | 277.1666 | 307.711
|  |  | 2016-17 |  | 228.225 | 281.925 | 237.175 | 255.075 | 249.705 | 251.495 | 264.025 | 255.075 | 281.925 | 288.19 | 269.395 | 288.19 | 3150.4 | 262.5333 | 288.19
| PAF (Plant Availability Factor) |  | 2014-15 | % | 99.7276 | 102.2283 | 95.4852 | 77.049 | 88.674 | 87.6327 | 92.2881 | 80.2665 | 86.3978 | 88.5311 | 90.1698 | 89.6491
|  |  | 2015-16 |  | 89.5187 | 89.9109 | 87.042 | 84.0913 | 67.2426 | 76.3973 | 84.1275 | 82.7258 | 80.4012 | 80.4012 | 89.0156 | 80.4012
|  |  | 2016-17 |  | 85 | 85 | 85 | 85 | 85 | 85 | 85 | 85 | 85 | 85 | 85 | 85
IPPs (Vedenta limited)
10
| Total Net Generation |  | 2014-15 | MU
2015-16
2016-17
| Odisha Share |  | 2014-15 | % | 32 | 32 | 32 | 32 | 32 | 32 | 32 | 32 | 32 | 32 | 32 | 32
|  |  | 2015-16 |  | 32 | 32 | 32 | 32 | 32 | 32 | 32 | 32 | 32 | 32 | 32 | 32
|  |  | 2016-17 |  | 32 | 32 | 32 | 32 | 32 | 32 | 32 | 32 | 32 | 32 | 32 | 32
Note:- 25% at Full Cost & 7% at Variable Cost
| NET ENERGY AVAILABLE TO ODISHA |  | 2014-15 | MU | 280.061 | 279.942 | 297.375 | 266.429 | 119.71 | 233.269 | 264.037 | 281.767 | 266.06 | 274.444 | 242.658 | 290.629 | 3096.381 | 258.0317 | 297.375
|  |  | 2015-16 |  | 270.758 | 337.335 | 302.568 | 236.6 | 240.772 | 247.48 | 252.397 | 260.937 | 280.545 | 280.545 | 280.545 | 280.545 | 3271.027 | 272.5856 | 337.335
|  |  | 2016-17 |  | 448 | 448 | 448 | 448 | 448 | 448 | 448 | 448 | 448 | 448 | 448 | 448 | 5376 | 448 | 448
11 | (B) GMR
| Total Net Generation |  | 2014-15 | MU
2015-16
2016-17
| Odisha Share |  | 2014-15 | % | 25 | 25 | 25 | 25 | 25 | 25 | 25 | 25 | 25 | 25 | 25 | 25
|  |  | 2015-16 |  | 25 | 25 | 25 | 25 | 25 | 25 | 25 | 25 | 25 | 25 | 25 | 25
|  |  | 2016-17 |  | 25 | 25 | 25 | 25 | 25 | 25 | 25 | 25 | 25 | 25 | 25 | 25
Note:- 25% at Full Cost & generation beyond 80% at Variable Cost
| NET ENERGY AVAILABLE TO ODISHA |  | 2014-15 | MU | 59.988 | 64.139 | 87.662 | 83.175 | 75.495 | 87.998 | 99.28 | 99.674 | 96.705 | 131.307 | 121.122 | 128.759 | 1135.304 | 94.6087 | 131.307
|  |  | 2015-16 |  | 117.183 | 74.617 | 104.303 | 107.602 | 140.036 | 146.344 | 173.319 | 136.921 | 94.9625 | 94.9625 | 94.9625 | 94.9625 | 1380.175 | 115.0146 | 173.319
|  |  | 2016-17 |  | 139.5 | 139.5 | 139.5 | 139.5 | 139.5 | 139.5 | 139.5 | 139.5 | 139.5 | 139.5 | 139.5 | 139.5 | 1674 | 139.5 | 139.5
(C )JITPL
| Total Net Generation |  | 2014-15 | MU | EXPECTED FOR ENSUING YEAR (Projection/Generation Plan Submitted by Generator) APRIL: 0; EXPECTED FOR ENSUING YEAR (Projection/Generation Plan Submitted by Generator) MAY: 0 | 0 | 0 | 0
2015-16
2016-17
| Odisha Share |  | 2014-15 | % | 12% or 14% | 12% or 14% | 12% or 14% | 12% or 14% | 12% or 14% | 12% or 14% | 12% or 14% | 12% or 14% | 12% or 14% | 12% or 14% | 12% or 14% | 12% or 14%
|  |  | 2015-16 |  | 12% or 14% | 12% or 14% | 12% or 14% | 12% or 14% | 12% or 14% | 12% or 14% | 12% or 14% | 12% or 14% | 12% or 14% | 12% or 14% | 12% or 14% | 12% or 14%
|  |  | 2016-17 |  | 12% or 14% | 12% or 14% | 12% or 14% | 12% or 14% | 12% or 14% | 12% or 14% | 12% or 14% | 12% or 14% | 12% or 14% | 12% or 14% | 12% or 14% | 12% or 14%
12% if coal blocks not allocated within the State & 14% if coal block is allocated within the State at Variable Cost
| NET ENERGY AVAILABLE TO ODISHA |  | 2014-15 | MU | 0 | 0 | 0 | 0 | 0 | 0 | 0 | 0 | 0 | 0 | 10.065 | 15.168 | 25.233 | 2.1027 | 15.168
|  |  | 2015-16 |  | 36.037 | 30.466 | 30.064 | 42.244 | 38.916 | 30.432 | 59.917 | 47.301 | 25.235 | 25.235 | 25.235 | 25.235 | 416.317 | 34.6931 | 59.917
|  |  | 2016-17 |  | 84 | 84 | 84 | 84 | 84 | 84 | 84 | 84 | 84 | 84 | 84 | 84 | 1008 | 84 | 84
(D) NVBL
| Total Net Generation |  | 2014-15 | MU | [12 empty] | 0 | 0 | 0
|  |  | 2015-16 | [13 empty] | 0 | 0 | 0
2016-17
| Odisha Share |  | 2014-15 | % | 12% or 14% | 12% or 14% | 12% or 14% | 12% or 14% | 12% or 14% | 12% or 14% | 12% or 14% | 12% or 14% | 12% or 14% | 12% or 14% | 12% or 14% | 12% or 14%
|  |  | 2015-16 |  | 12% or 14% | 12% or 14% | 12% or 14% | 12% or 14% | 12% or 14% | 12% or 14% | 12% or 14% | 12% or 14% | 12% or 14% | 12% or 14% | 12% or 14% | 12% or 14%
|  |  | 2016-17 |  | 12% or 14% | 12% or 14% | 12% or 14% | 12% or 14% | 12% or 14% | 12% or 14% | 12% or 14% | 12% or 14% | 12% or 14% | 12% or 14% | 12% or 14% | 12% or 14%
| NET ENERGY AVAILABLE TO ODISHA |  | 2014-15 | MU | 0 | 0 | 0 | 0 | 0 | 0 | 0 | 0 | 0 | 0 | 0 | 0
|  |  | 2015-16 |  | 0 | 0 | 0 | 0 | 0 | 0 | 0 | 0 | 0 | 0 | 0 | 0
|  |  | 2016-17 |  | 3.3333 | 3.3333 | 3.3333 | 3.3333 | 3.3333 | 3.3333 | 3.3333 | 3.3333 | 3.3333 | 3.3333 | 3.3333 | 3.3333 | 40 | 3.3333 | 3.3333
(D) Ind Bahrat Energy Limited
| Total Net Generation |  | 2014-15 | MU | [12 empty] | 0 | 0 | 0
|  |  | 2015-16 | [13 empty] | 0 | 0 | 0
2016-17
| Odisha Share |  | 2014-15 | %
2015-16
2016-17
| NET ENERGY AVAILABLE TO ODISHA |  | 2014-15 | MU | 0 | 0 | 0 | 0 | 0 | 0 | 0 | 0 | 0 | 0 | 0 | 0 | 0
|  |  | 2015-16 |  | 0 | 0 | 0 | 0 | 0 | 0 | 0 | 0 | 0 | 0 | 0 | 0 | 0
|  |  | 2016-17 |  | 18.1667 | 18.1667 | 18.1667 | 18.1667 | 18.1667 | 18.1667 | 18.1667 | 18.1667 | 18.1667 | 18.1667 | 18.1667 | 18.1667 | 218 | 18.1667 | 18.1667
| NET ENERGY AVAILABLE TO ODISHA (IPPS) |  | 2014-15 | MU | 0 | 0 | 0 | 0 | 0 | 0 | 0 | 0 | 0 | 0 | 0 | 0 | 0 | 0 | 0
|  |  | 2015-16 |  | 0 | 0 | 0 | 0 | 0 | 0 | 0 | 0 | 0 | 0 | 0 | 0 | 0 | 0 | 0
|  |  | 2016-17 |  | 0 | 0 | 0 | 0 | 0 | 0 | 0 | 0 | 0 | 0 | 0 | 0 | 0 | 0 | 0
| PAF (Plant Availability Factor) |  |  | %
2014-15
|  |  | 2015-16 | [15 empty] | 0
2016-17
TOTALSTATE
| ENERGY AVAILABLE |  | 2014-15 | MU | 340.049 | 344.081 | 385.037 | 349.604 | 195.205 | 321.267 | 363.317 | 381.441 | 362.765 | 405.751 | 373.845 | 434.556 | 4256.918 | 354.7432 | 434.556
|  |  | 2015-16 |  | 423.978 | 442.418 | 436.935 | 386.446 | 419.724 | 424.256 | 485.633 | 445.159 | 400.7425 | 400.7425 | 400.7425 | 400.7425 | 5067.519 | 422.2933 | 485.633
|  |  | 2016-17 |  | 693 | 693 | 693 | 693 | 693 | 693 | 693 | 693 | 693 | 693 | 693 | 693 | 8316 | 693 | 693
CENTRAL SECTOR STATIONS
13 | FSTPS (Stage - I &II)
| Net energy available for Shairing |  | 2014-15 | MU | 860.9694 | 801.5013 | 735.6981 | 784.4334 | 763.4238 | 645.5513 | 802.3705 | 777.1371 | 930.2373 | 907.9605 | 788.3695 | 843.9634 | 9641.6156 | 803.468 | 930.2373
|  |  | 2015-16 |  | 806.8513 | 851.41 | 735.8313 | 776.2894 | 765.3879 | 679.9111 | 924.2968 | 924.2968 | 924.2968 | 924.2968 | 924.2968 | 924.2968 | 10161.4617 | 846.7885 | 924.2968
|  |  | 2016-17 |  | 906.7172 | 906.7172 | 906.7172 | 906.7172 | 906.7172 | 906.7172 | 906.7172 | 906.7172 | 906.7172 | 906.7172 | 906.7172 | 906.7172 | 10880.6068 | 906.7172 | 906.7172
| Odisha Share |  | 2014-15 | % | 13.81 | 13.81 | 13.81 | 13.81 | 13.81 | 13.81 | 13.81 | 13.81 | 13.81 | 13.81 | 13.81 | 13.81
|  |  | 2015-16 |  | 13.81 | 13.81 | 13.81 | 13.81 | 13.81 | 13.81 | 13.81 | 13.81 | 13.81 | 13.81 | 13.81 | 13.81
|  |  | 2016-17 |  | 13.8087 | 13.8087 | 13.8087 | 13.8087 | 13.8087 | 13.8087 | 13.8087 | 13.8087 | 13.8087 | 13.8087 | 13.8087 | 13.8087
| Odisha Share |  | 2014-15 | MU | 118.8999 | 110.6873 | 101.5999 | 108.3302 | 105.4288 | 89.1506 | 110.8074 | 107.3226 | 128.4658 | 125.3893 | 108.8738 | 116.5513 | 1331.5071 | 110.9589 | 128.4658
|  |  | 2015-16 |  | 111.4262 | 117.5797 | 101.6183 | 107.2056 | 105.7001 | 93.8957 | 54.134 | 89.99 | 127.6454 | 127.6454 | 127.6454 | 127.6454 | 1292.1311 | 107.6776 | 127.6454
|  |  | 2016-17 |  | 125.2063 | 125.2063 | 125.2063 | 125.2063 | 125.2063 | 125.2063 | 125.2063 | 125.2063 | 125.2063 | 125.2063 | 125.2063 | 125.2063 | 1502.4758 | 125.2063 | 125.2063
| Actual Odisha drawal |  | 2014-15 | MU | 130.196 | 127.472 | 108.859 | 114.427 | 105.355 | 83.359 | 93.167 | 108.436 | 128.312 | 111.988 | 103.018 | 111.76 | 1326.349 | 110.5291 | 130.196
|  |  | 2015-16 |  | 82.68 | 112.026 | 98.826 | 99.556 | 109.701 | 98.695 | 54.134 | 89.99 | 180.2025 | 180.2025 | 180.2025 | 180.2025 | 1466.418 | 122.2015 | 180.2025
|  |  | 2016-17 |  | 122.2014 | 122.2014 | 122.2014 | 122.2014 | 122.2014 | 122.2014 | 122.2014 | 122.2014 | 122.2014 | 122.2014 | 122.2014 | 122.2014 | 1466.4164 | 122.2014 | 122.2014
| PAF (Plant Availability Factor) |  | 2014-15 | % | 89.68 | 84.9 | 75.18 | 77.17 | 70.06 | 77.15 | 78.15 | 80.01 | 82.08 | 83.79 | 84.71 | 84.92
|  |  | 2015-16 |  | 97.82 | 93.89 | 90.02 | 89.21 | 86.21 | 86.81 | 83.51 | 85.7843 | 83.0171 | 83.0171 | 91.9118 | 83.0171
|  |  | 2016-17 |  | 83 | 83 | 83 | 83 | 83 | 83 | 83 | 83 | 83 | 83 | 83 | 83
14 | FSTPS (Stage - III)
| Net energy available for Shairing |  | 2014-15 | MU | 121.3693 | 285.8639 | 240.2337 | 280.6108 | 260.9303 | 234.4212 | 287.9379 | 278.4614 | 310.7485 | 260.9693 | 262.8935 | 288.1401 | 3112.5798 | 259.3816 | 310.7485
|  |  | 2015-16 |  | 41.2157 | 202.898 | 253.2712 | 241.784 | 279.9606 | 226.6047 | 290.0838 | 290.0838 | 290.0838 | 290.0838 | 290.0838 | 290.0838 | 2986.2367 | 248.8531 | 290.0838
|  |  | 2016-17 |  | 285.5304 | 285.5304 | 285.5304 | 285.5304 | 285.5304 | 285.5304 | 285.5304 | 285.5304 | 285.5304 | 285.5304 | 285.5304 | 285.5304 | 3426.3645 | 285.5304 | 285.5304
| Odisha Share |  | 2014-15 | % | 22.701 | 22.701 | 22.701 | 22.701 | 22.701 | 22.701 | 22.701 | 22.701 | 22.701 | 22.701 | 22.701 | 22.701
|  |  | 2015-16 |  | 16.874 | 16.874 | 16.874 | 16.874 | 16.874 | 16.874 | 16.874 | 16.874 | 16.874 | 16.874 | 16.874 | 16.874
|  |  | 2016-17 |  | 16.874 | 16.874 | 16.874 | 16.874 | 16.874 | 16.874 | 16.874 | 16.874 | 16.874 | 16.874 | 16.874 | 16.874
| Odisha Share |  | 2014-15 | MU | 27.552 | 64.894 | 54.5355 | 63.7015 | 59.2338 | 53.216 | 65.3648 | 63.2135 | 70.543 | 59.2426 | 59.6794 | 65.4107 | 706.5867 | 58.8822 | 70.543
|  |  | 2015-16 |  | 6.9547 | 34.237 | 42.737 | 40.7986 | 47.2406 | 38.2373 | 48.9487 | 48.9487 | 48.9487 | 48.9487 | 48.9487 | 48.9487 | 503.8976 | 41.9915 | 48.9487
|  |  | 2016-17 |  | 48.1804 | 48.1804 | 48.1804 | 48.1804 | 48.1804 | 48.1804 | 48.1804 | 48.1804 | 48.1804 | 48.1804 | 48.1804 | 48.1804 | 578.1647 | 48.1804 | 48.1804
| Actual Odisha drawal |  | 2014-15 | MU | 31.381 | 85.344 | 69.432 | 78.67 | 71.809 | 37.649 | 40.817 | 45.986 | 51.33 | 38.747 | 37.577 | 44.734 | 633.476 | 52.7897 | 85.344
|  |  | 2015-16 |  | 5.648 | 34.808 | 40.939 | 35.993 | 49.199 | 40.111 | 33.438 | 33.252 | 72.725 | 72.725 | 72.725 | 72.725 | 564.288 | 47.024 | 72.725
|  |  | 2016-17 |  | 47.0241 | 47.0241 | 47.0241 | 47.0241 | 47.0241 | 47.0241 | 47.0241 | 47.0241 | 47.0241 | 47.0241 | 47.0241 | 47.0241 | 564.2888 | 47.0241 | 47.0241
| PAF (Plant Availability Factor) |  | 2014-15 | % | 37.86 | 92.91 | 78.86 | 85.34 | 76.73 | 74.02 | 82.7836 | 82.7277 | 89.3417 | 75.03 | 83.6814 | 82.8417
15 |  |  | 2015-16 |  | 37.86 | 92.91 | 78.86 | 85.34 | 76.73 | 74.02 | 83.4005 | 86.1806 | 83.4005 | 83.4005 | 92.3363 | 83.4005
|  |  | 2016-17 |  | 83 | 83 | 83 | 83 | 83 | 83 | 83 | 83 | 83 | 83 | 83 | 83
TSTPS (Stage - I)
| Net energy available for Shairing |  | 2014-15 | MU | 627.0321 | 645.6265 | 593.7301 | 587.8465 | 343.8541 | 366.4405 | 551.1254 | 544.2297 | 684.5363 | 655.0843 | 623.8655 | 675.0797 | 6898.4507 | 574.8709 | 684.5363
|  |  | 2015-16 |  | 616.8696 | 661.0277 | 605.8274 | 623.9727 | 643.2775 | 314.688 | 580.1675 | 580.1675 | 580.1675 | 580.1675 | 580.1675 | 580.1675 | 6946.668 | 578.889 | 661.0277
|  |  | 2016-17 |  | 571.0607 | 571.0607 | 571.0607 | 571.0607 | 571.0607 | 571.0607 | 571.0607 | 571.0607 | 571.0607 | 571.0607 | 571.0607 | 571.0607 | 6852.729 | 571.0607 | 571.0607
| Odisha Share |  | 2014-15 | % | 31.883 | 31.883 | 31.883 | 31.883 | 31.883 | 31.883 | 31.883 | 31.883 | 31.883 | 31.883 | 31.883 | 31.883
|  |  | 2015-16 |  | 31.883 | 31.883 | 31.883 | 31.883 | 31.883 | 31.883 | 31.883 | 31.883 | 31.883 | 31.883 | 31.883 | 31.883
|  |  | 2016-17 |  | 31.9694 | 31.9694 | 31.9694 | 31.9694 | 31.9694 | 31.9694 | 31.9694 | 31.9694 | 31.9694 | 31.9694 | 31.9694 | 31.9694
| Odisha Share |  | 2014-15 | MU | 199.9166 | 205.8451 | 189.299 | 187.4231 | 109.631 | 116.8322 | 175.7153 | 173.5168 | 218.2507 | 208.8605 | 198.907 | 215.2356 | 2199.433 | 183.2861 | 218.2507
|  |  | 2015-16 |  | 196.6765 | 210.7554 | 193.156 | 198.9412 | 205.0962 | 100.332 | 184.9748 | 184.9748 | 184.9748 | 184.9748 | 184.9748 | 184.9748 | 2214.8062 | 184.5672 | 210.7554
|  |  | 2016-17 |  | 182.5647 | 182.5647 | 182.5647 | 182.5647 | 182.5647 | 182.5647 | 182.5647 | 182.5647 | 182.5647 | 182.5647 | 182.5647 | 182.5647 | 2174.1761 | 181.1813 | 182.5647
| Actual Odisha drawal |  | 2014-15 | MU | 202.181 | 217.214 | 196.304 | 192.768 | 111.455 | 118.239 | 180.071 | 180.199 | 225.214 | 221.083 | 205.293 | 220.57 | 2270.591 | 189.2159 | 225.214
|  |  | 2015-16 |  | 207.899 | 221.512 | 206.934 | 215.323 | 210.429 | 101.679 | 180.23 | 211.264 | 193.07 | 193.07 | 193.07 | 193.07 | 2327.55 | 193.9625 | 221.512
|  |  | 2016-17 |  | 176.7591 | 176.7591 | 176.7591 | 176.7591 | 176.7591 | 176.7591 | 176.7591 | 176.7591 | 176.7591 | 176.7591 | 176.7591 | 176.7591 | 2121.1095 | 176.7591 | 176.7591
| PAF (Plant Availability Factor) |  | 2014-15 | % | 93.19 | 96.89 | 90.49 | 85.99 | 49.72 | 54.5 | 79.2257 | 80.8422 | 98.4038 | 94.17 | 99.291 | 97.0444 |  | 772.28
|  |  | 2015-16 |  | 93.19 | 96.89 | 90.49 | 85.99 | 49.72 | 54.5 | 83.4005 | 86.1806 | 83.4005 | 83.4005 | 92.3363 | 83.4005
|  |  | 2016-17 |  | 83 | 83 | 83 | 83 | 83 | 83 | 83 | 83 | 83 | 83 | 83 | 83
16 | TSTPS (Stage - II)
| Net energy available for Shairing |  | 2014-15 | MU | 1032.6172 | 1336.6987 | 990.6171 | 974.6016 | 1159.5554 | 1245.5251 | 1322.3212 | 1290.1054 | 1379.9378 | 1312.4888 | 1225.105 | 1370.5538 | 14640.1271 | 1220.0106 | 1379.9378
|  |  | 2015-16 |  | 1288.5455 | 1340.9493 | 995.1986 | 1262.6475 | 1017.8376 | 1253.1367 | 1254.0185 | 1213.6708 | 1160.335 | 1160.335 | 1160.335 | 1160.335 | 14267.3446 | 1188.9454 | 1340.9493
|  |  | 2016-17 |  | 1142.1215 | 1142.1215 | 1142.1215 | 1142.1215 | 1142.1215 | 1142.1215 | 1142.1215 | 1142.1215 | 1142.1215 | 1142.1215 | 1142.1215 | 1142.1215 | 13705.458 | 1142.1215 | 1142.1215
| Odisha Share |  | 2014-15 | % | 10 | 10 | 10 | 10 | 10 | 10 | 10 | 10 | 10 | 10 | 10 | 10
|  |  | 2015-16 |  | 10 | 10 | 10 | 10 | 10 | 10 | 10 | 10 | 10 | 10 | 10 | 10
|  |  | 2016-17 |  | 10 | 10 | 10 | 10 | 10 | 10 | 10 | 10 | 10 | 10 | 10 | 10
| Odisha Share |  | 2014-15 | MU | 103.2617 | 133.6699 | 99.0617 | 97.4602 | 115.9555 | 124.5525 | 132.2321 | 129.0105 | 137.9938 | 131.2489 | 122.5105 | 137.0554 | 1464.0127 | 122.0011 | 137.9938
|  |  | 2015-16 |  | 128.8546 | 134.0949 | 99.5199 | 126.2647 | 101.7838 | 125.3137 | 125.4019 | 121.3671 | 116.0335 | 116.0335 | 116.0335 | 116.0335 | 1426.7345 | 118.8945 | 134.0949
|  |  | 2016-17 |  | 114.2122 | 114.2122 | 114.2122 | 114.2122 | 114.2122 | 114.2122 | 114.2122 | 114.2122 | 114.2122 | 114.2122 | 114.2122 | 114.2122 | 1370.5458 | 114.2122 | 114.2122
| Actual Odisha drawal |  | 2014-15 | MU | 132.893 | 137.09 | 101.246 | 99.72 | 119.459 | 128.651 | 135.442 | 132.677 | 142.65 | 137.348 | 126.373 | 141.154 | 1534.703 | 127.8919 | 142.65
|  |  | 2015-16 |  | 133.637 | 139.766 | 107.344 | 124.569 | 104.798 | 129.072 | 129.644 | 127.941 | 120.4 | 120.4 | 120.4 | 120.4 | 1478.371 | 123.1976 | 139.766
|  |  | 2016-17 |  | 110.2947 | 110.2947 | 110.2947 | 110.2947 | 110.2947 | 110.2947 | 110.2947 | 110.2947 | 110.2947 | 110.2947 | 110.2947 | 110.2947 | 1323.5361 | 110.2947 | 110.2947
| PAF (Plant Availability Factor) |  | 2014-15 | % | 97.917 | 97.751 | 74.599 | 71.105 | 85.179 | 94.791 | 96.576 | 97.903 | 101.716 | 97.935 | 99.764 | 100.649
|  |  | 2015-16 |  | 98.465 | 99.659 | 79.093 | 93.11 | 74.726 | 95.102 | 92.442 | 94.269 |  | 83 | 83 | 83
|  |  | 2016-17 |  | 83 | 83 | 83 | 83 | 83 | 83 | 83 | 83 | 83 | 83 | 83 | 83
17 | KHSTPS (Stage - I)
| Net energy available for Shairing |  | 2014-15 | MU | 488.1032 | 388.7684 | 390.777 | 418.2803 | 481.1124 | 487.3356 | 499.3762 | 457.2953 | 481.5329 | 481.4907 | 408.0501 | 478.556 | 5460.6781 | 455.0565 | 499.3762
|  |  | 2015-16 |  | 335.9636 | 472.9282 | 350.6131 | 423.3253 | 480.7878 | 485.1485 | 474.3102 | 474.3102 | 474.3102 | 474.3102 | 474.3102 | 474.3102 | 5394.6276 | 449.5523 | 485.1485
|  |  | 2016-17 |  | 463.15 | 463.15 | 463.15 | 463.15 | 463.15 | 463.15 | 463.15 | 463.15 | 463.15 | 463.15 | 463.15 | 463.15 | 5557.7995 | 463.15 | 463.15
| Odisha Share |  | 2014-15 | % | 15.32 | 15.32 | 15.32 | 15.32 | 15.32 | 15.32 | 15.32 | 15.32 | 15.32 | 15.32 | 15.32 | 15.32
|  |  | 2015-16 |  | 15.32 | 15.32 | 15.32 | 15.32 | 15.32 | 15.32 | 15.32 | 15.32 | 15.32 | 15.32 | 15.32 | 15.32
|  |  | 2016-17 |  | 15.4009 | 15.4009 | 15.4009 | 15.4009 | 15.4009 | 15.4009 | 15.4009 | 15.4009 | 15.4009 | 15.4009 | 15.4009 | 15.4009
| Odisha Share |  | 2014-15 | MU | 74.7774 | 59.5593 | 59.867 | 64.0805 | 73.7064 | 74.6598 | 76.5044 | 70.0576 | 73.7708 | 73.7644 | 62.5133 | 73.3148 | 836.5759 | 69.7147 | 76.5044
|  |  | 2015-16 |  | 51.4696 | 72.4526 | 53.7139 | 64.8534 | 73.6567 | 74.3247 | 72.6643 | 72.6643 | 72.6643 | 72.6643 | 72.6643 | 72.6643 | 826.457 | 68.8714 | 74.3247
|  |  | 2016-17 |  | 71.3293 | 71.3293 | 71.3293 | 71.3293 | 71.3293 | 71.3293 | 71.3293 | 71.3293 | 71.3293 | 71.3293 | 71.3293 | 71.3293 | 855.9511 | 71.3293 | 71.3293
| Actual Odisha drawal |  | 2014-15 | MU | 80.238 | 62.156 | 64.081 | 65.656 | 59.4 | 66.01 | 62.291 | 67.912 | 79.833 | 56.78 | 52.635 | 65.873 | 782.865 | 65.2387 | 80.238
|  |  | 2015-16 |  | 21.902 | 62.018 | 37.99 | 24.024 | 73.484 | 77.498 | 45.924 | 40.497 | 52.6225 | 52.6225 | 52.6225 | 52.6225 | 593.827 | 49.4856 | 77.498
|  |  | 2016-17 |  | 69.596 | 69.596 | 69.596 | 69.596 | 69.596 | 69.596 | 69.596 | 69.596 | 69.596 | 69.596 | 69.596 | 69.596 | 835.1515 | 69.596 | 69.596
| PAF (Plant Availability Factor) |  | 2014-15 | % | 95.08 | 77.31 | 75.6 | 78.51 | 91.52 | 94.84 | 87.808 | 83.089 | 84.6705 | 84.6631 | 79.4371 | 84.1471 |  | 210.493
|  |  | 2015-16 |  | 95.08 | 77.31 | 75.6 | 78.51 | 91.52 | 94.84 | 83.4005 | 86.1806 | 83.4005 | 83.4005 | 92.3363 | 83.4005
|  |  | 2016-17 |  | 83 | 83 | 83 | 83 | 83 | 83 | 83 | 83 | 83 | 83 | 83 | 83
18 | KHSTPS (Stage -II)
| Net energy available for Shairing |  | 2014-15 | MU | 789.1878 | 824.7728 | 752.8036 | 574.9147 | 600.5445 | 597.6364 | 590.5281 | 805.8482 | 827.0921 | 812.575 | 730.5824 | 820.0132 | 8726.4989 | 727.2082 | 827.0921
|  |  | 2015-16 |  | 794.4564 | 819.9879 | 766.5921 | 794.2073 | 583.5779 | 597.6364 | 870.2513 | 870.2513 | 870.2513 | 870.2513 | 870.2513 | 870.2513 | 9577.9655 | 798.1638 | 870.2513
|  |  | 2016-17 |  | 856.5911 | 856.5911 | 856.5911 | 856.5911 | 856.5911 | 856.5911 | 856.5911 | 856.5911 | 856.5911 | 856.5911 | 856.5911 | 856.5911 | 10279.0935 | 856.5911 | 856.5911
| Odisha Share |  | 2014-15 | % | 2.14 | 2.14 | 2.14 | 2.14 | 2.14 | 2.14 | 2.14 | 2.14 | 2.14 | 2.14 | 2.14 | 2.14
|  |  | 2015-16 |  | 2.14 | 2.14 | 2.14 | 2.14 | 2.14 | 2.14 | 2.14 | 2.14 | 2.14 | 2.14 | 2.14 | 2.14
|  |  | 2016-17 |  | 2.2383 | 2.2383 | 2.2383 | 2.2383 | 2.2383 | 2.2383 | 2.2383 | 2.2383 | 2.2383 | 2.2383 | 2.2383 | 2.2383
| Odisha Share |  | 2014-15 | MU | 16.8886 | 17.6501 | 16.11 | 12.3032 | 12.8517 | 12.7894 | 12.6373 | 17.2452 | 17.6998 | 17.3891 | 15.6345 | 17.5483 | 186.7471 | 15.5623 | 17.6998
|  |  | 2015-16 |  | 17.0014 | 17.5477 | 16.4051 | 16.996 | 12.4886 | 12.7894 | 18.6234 | 18.6234 | 18.6234 | 18.6234 | 18.6234 | 18.6234 | 204.9685 | 17.0807 | 18.6234
|  |  | 2016-17 |  | 19.1731 | 19.1731 | 19.1731 | 19.1731 | 19.1731 | 19.1731 | 19.1731 | 19.1731 | 19.1731 | 19.1731 | 19.1731 | 19.1731 | 230.0769 | 19.1731 | 19.1731
| Actual Odisha drawal |  | 2014-15 | MU | 21.715 | 20.578 | 18.424 | 13.465 | 10.842 | 12.659 | 16.657 | 17.87 | 21.725 | 14.928 | 14.121 | 17.962 | 200.946 | 16.7455 | 21.725
|  |  | 2015-16 |  | 7.482 | 16.422 | 13.138 | 5.255 | 14.178 | 17.271 | 11.894 | 10.59 | 12.815 | 12.815 | 12.815 | 12.815 | 147.49 | 12.2908 | 17.271
|  |  | 2016-17 |  | 18.7072 | 18.7072 | 18.7072 | 18.7072 | 18.7072 | 18.7072 | 18.7072 | 18.7072 | 18.7072 | 18.7072 | 18.7072 | 18.7072 | 224.4861 | 18.7072 | 18.7072
| PAF (Plant Availability Factor) |  | 2014-15 | % | 96.42 | 95.64 | 80.87 | 57.47 | 62.72 | 66.93 | 56.5933 | 79.8028 | 79.2644 | 77.8731 | 77.517 | 78.586
|  |  | 2015-16 |  | 96.42 | 95.64 | 80.87 | 57.47 | 62.72 | 66.93 | 83.4005 | 86.1806 | 83.4005 | 83.4005 | 92.3363 | 83.4005
|  |  | 2016-17 |  | 83 | 83 | 83 | 83 | 83 | 83 | 83 | 83 | 83 | 83 | 83 | 83
Barh STPS (Stage - II)
| Net energy available for Shairing |  | 2014-15 | MU | EXPECTED FOR ENSUING YEAR (Projection/Generation Plan Submitted by Generator) NOVEMBER: 153.8828; EXPECTED FOR ENSUING YEAR (Projection/Generation Plan Submitted by Generator) DECEMBER: 199.9024; EXPECTED FOR ENSUING YEAR (Projection/Generation Plan Submitted by Generator) JANUARY: 316.3781; EXPECTED FOR ENSUING YEAR (Projection/Generation Plan Submitted by Generator) FEBRUARY: 296.3812; EXPECTED FOR ENSUING YEAR (Projection/Generation Plan Submitted by Generator) MARCH: 357.0773 | 1323.6217 | 110.3018 | 357.0773
|  |  | 2015-16 |  | EXPECTED FOR ENSUING YEAR (Projection/Generation Plan Submitted by Generator) APRIL: 156.5055; EXPECTED FOR ENSUING YEAR (Projection/Generation Plan Submitted by Generator) MAY: 312.0852; EXPECTED FOR ENSUING YEAR (Projection/Generation Plan Submitted by Generator) JUNE: 306.2392; EXPECTED FOR ENSUING YEAR (Projection/Generation Plan Submitted by Generator) JULY: 324.4548; EXPECTED FOR ENSUING YEAR (Projection/Generation Plan Submitted by Generator) AUGUST: 346.4971; EXPECTED FOR ENSUING YEAR (Projection/Generation Plan Submitted by Generator) SEPTEMBER: 361.1264 | 1806.9082 | 150.5757 | 361.1264
|  |  | 2016-17 |  | 753.8002 | 753.8002 | 753.8002 | 753.8002 | 753.8002 | 753.8002 | 753.8002 | 753.8002 | 753.8002 | 753.8002 | 753.8002 | 753.8002 | 9045.6023 | 753.8002 | 753.8002
| Odisha Share |  | 2014-15 | %
2015-16
|  |  | 2016-17 |  | 14.7882 | 14.7882 | 14.7882 | 14.7882 | 14.7882 | 14.7882 | 14.7882 | 14.7882 | 14.7882 | 14.7882 | 14.7882 | 14.7882
| Odisha Share |  | 2014-15 | MU | 0 | 0 | 0 | 0 | 0 | 0 | 0 | 0 | 0 | 0 | 0 | 0 | 0 | 0 | 0
|  |  | 2015-16 |  | 0 | 0 | 0 | 0 | 0 | 0 | 0 | 0 | 0 | 0 | 0 | 0 | 0 | 0 | 0
|  |  | 2016-17 |  | 111.4737 | 111.4737 | 111.4737 | 111.4737 | 111.4737 | 111.4737 | 111.4737 | 111.4737 | 111.4737 | 111.4737 | 111.4737 | 111.4737 | 1337.6849 | 111.4737 | 111.4737
| Actual Odisha drawal |  | 2014-15 | MU | EXPECTED FOR ENSUING YEAR (Projection/Generation Plan Submitted by Generator) NOVEMBER: 15.552; EXPECTED FOR ENSUING YEAR (Projection/Generation Plan Submitted by Generator) DECEMBER: 20.654; EXPECTED FOR ENSUING YEAR (Projection/Generation Plan Submitted by Generator) JANUARY: 7.737; EXPECTED FOR ENSUING YEAR (Projection/Generation Plan Submitted by Generator) FEBRUARY: 8.317; EXPECTED FOR ENSUING YEAR (Projection/Generation Plan Submitted by Generator) MARCH: 7.049 | 59.309 | 4.9424 | 20.654
|  |  | 2015-16 |  | 5.614 | 6.429 | 13.799 | 29.864 | 23.33 | 6.961 | 6.957 | 21.516 | 14.38 | 14.38 | 14.38 | 14.38 | 171.99 | 14.3325 | 29.864
|  |  | 2016-17 |  | 108.5197 | 108.5197 | 108.5197 | 108.5197 | 108.5197 | 108.5197 | 108.5197 | 108.5197 | 108.5197 | 108.5197 | 108.5197 | 108.5197 | 1302.2363 | 108.5197 | 108.5197
| PAF (Plant Availability Factor) |  | 2014-15 | % | 96.42 | 95.64 | 80.87 | 57.47 | 62.72 | 66.93 | 0 | 15.2389 | 19.1576 | 30.3201 | 31.4469 | 34.2205
|  |  | 2015-16 |  | 96.42 | 95.64 | 80.87 | 57.47 | 62.72 | 66.93 | 0 | 0 | 0 | 0 | 0 | 0
|  |  | 2016-17 |  | 83 | 83 | 83 | 83 | 83 | 83 | 83 | 83 | 83 | 83 | 83 | 83
TOTALCENTRAL SECTOR THERMAL (ODISHA SHARE)
| NET ENERGY AVAILABLE |  | 2014-15 | MU | 3919.2789 | 4283.2316 | 3703.8597 | 3620.6873 | 3609.4205 | 3576.9101 | 4053.6592 | 4306.96 | 4813.9872 | 4746.9467 | 4335.2472 | 4833.3835 | 49803.572 | 4150.2977 | 4833.3835
|  |  | 2015-16 |  | 4040.4075 | 4661.2863 | 4013.5728 | 4446.681 | 4117.3265 | 3918.2518 | 4393.128 | 4352.7803 | 4299.4445 | 4299.4445 | 4299.4445 | 4299.4445 | 51141.2123 | 4261.7677 | 4661.2863
|  |  | 2016-17 |  | 4978.9711 | 4978.9711 | 4978.9711 | 4978.9711 | 4978.9711 | 4978.9711 | 4978.9711 | 4978.9711 | 4978.9711 | 4978.9711 | 4978.9711 | 4978.9711 | 59747.6536 | 4978.9711 | 4978.9711
| NETENERGY DRAWAL |  | 2014-15 | MU | 598.604 | 649.854 | 558.346 | 564.706 | 478.32 | 446.567 | 528.445 | 568.632 | 669.718 | 588.611 | 547.334 | 609.102 | 6808.239 | 567.3533 | 669.718
|  |  | 2015-16 |  | 464.862 | 592.981 | 518.97 | 534.584 | 585.119 | 471.287 | 462.221 | 535.05 | 646.215 | 646.215 | 646.215 | 646.215 | 6749.934 | 562.4945 | 646.215
|  |  | 2016-17 |  | 653.102 | 653.102 | 653.102 | 653.102 | 653.102 | 653.102 | 653.102 | 653.102 | 653.102 | 653.102 | 653.102 | 653.102 | 7837.2246 | 653.102 | 653.102
19 | CHUKHA
| Net energy available for Shairing |  | 2014-15 | MU | 41.4483 | 103.0335 | 197.9137 | 280.203 | 280.1894 | 272.3311 | 213.3876 | 101.8113 | 60.171 | 30.6236 | 16.6088 | 31.0391 | 1628.7604 | 135.73 | 280.203
|  |  | 2015-16 |  | 143.1285 | 157.7036 | 214.7249 | 277.373 | 273.8462 | 275.951 | 210.1039 | 80 | 55 | 57 | 40 | 50 | 1834.8311 | 152.9026 | 277.373
|  |  | 2016-17 |  | 55.6 | 120 | 140 | 270 | 280 | 250 | 240 | 135 | 80 | 43.9 | 53 | 64 | 1731.5 | 144.2917 | 280
.
| Odisha Share |  | 2014-15 | % | 15.19 | 15.19 | 15.19 | 15.19 | 15.19 | 15.19 | 15.19 | 15.19 | 15.19 | 15.19 | 15.19 | 15.19
|  |  | 2015-16 |  | 15.19 | 15.19 | 15.19 | 15.19 | 15.19 | 15.19 | 15.19 | 15.19 | 15.19 | 15.19 | 15.19 | 15.19
|  |  | 2016-17 |  | 15.19 | 15.19 | 15.19 | 15.19 | 15.19 | 15.19 | 15.19 | 15.19 | 15.19 | 15.19 | 15.19 | 15.19
| Odisha Share |  | 2014-15 | MU | 6.296 | 15.6508 | 30.0631 | 42.5628 | 42.5608 | 41.3671 | 32.4136 | 15.4651 | 9.14 | 4.6517 | 2.5229 | 4.7148 | 247.4087 | 20.6174 | 42.5628
|  |  | 2015-16 |  | 21.7412 | 23.9552 | 32.6167 | 42.133 | 41.5972 | 41.917 | 31.9148 | 12.152 | 8.3545 | 8.6583 | 6.076 | 7.595 | 278.7108 | 23.2259 | 42.133
|  |  | 2016-17 |  | 8.4456 | 18.228 | 21.266 | 41.013 | 42.532 | 37.975 | 36.456 | 20.5065 | 12.152 | 6.6684 | 8.0507 | 9.7216 | 263.0149 | 21.9179 | 42.532
| Actual Odisha drawal |  | 2014-15 | MU | 6.16 | 15.31 | 29.393 | 41.592 | 41.556 | 40.325 | 31.652 | 15.1 | 8.398 | 4.513 | 2.452 | 4.607 | 241.058 | 20.0882 | 41.592
|  |  | 2015-16 |  | 21.219 | 23.428 | 31.928 | 41.113 | 40.603 | 40.601 | 31.012 | 14.662 | 14.7775 | 14.7775 | 14.7775 | 14.7775 | 303.676 | 25.3063 | 41.113
|  |  | 2016-17 |  | 8.2218 | 17.745 | 20.7025 | 39.9262 | 41.4049 | 36.9687 | 35.4899 | 19.9631 | 11.83 | 6.4917 | 7.8374 | 9.464 | 256.005 | 21.3337 | 41.4049
20 | TALA |  |  |  | EXPECTED FOR ENSUING YEAR (Projection/Generation Plan Submitted by Generator) JANUARY: 59.113
| Net energy available for Shairing |  | 2014-15 | MU | 21.4294 | 164.1212 | 389.786 | 708.0262 | 715.8717 | 693.7521 | 358.7234 | 126.7973 | 51.597 | 17.1006 | 11.6229 | 20.0625 | 3278.8904 | 273.2409 | 715.8717
|  |  | 2015-16 |  | 73.9962 | 251.1727 | 422.7484 | 677.3743 | 690.5657 | 512.5694 | 328.6621 | 50 | 30 | 15 | 18 | 20 | 3090.089 | 257.5074 | 690.5657
|  |  | 2016-17 |  | 140 | 215.5 | 520 | 720 | 600 | 625 | 280 | 155 | 72.5 | 40 | 20 | 20 | 3408 | 284 | 720
| Odisha Share |  | 2014-15 | % | 4.25 | 4.25 | 4.25 | 4.25 | 4.25 | 4.25 | 4.25 | 4.25 | 4.25 | 4.25 | 4.25 | 4.25
|  |  | 2015-16 |  | 4.25 | 4.25 | 4.25 | 4.25 | 4.25 | 4.25 | 4.25 | 4.25 | 4.25 | 4.25 | 4.25 | 4.25
|  |  | 2016-17 |  | 4.25 | 4.25 | 4.25 | 4.25 | 4.25 | 4.25 | 4.25 | 4.25 | 4.25 | 4.25 | 4.25 | 4.25
| Odisha Share |  | 2014-15 | MU | 4.662 | 6.9752 | 23.096 | 30.0911 | 30.4245 | 29.4845 | 15.2457 | 5.3889 | 2.1929 | 0.72678 | 0.49397 | 0.85266 | 149.6342 | 12.4695 | 30.4245
|  |  | 2015-16 |  | 4.662 | 10.6748 | 23.096 | 28.7884 | 29.349 | 21.7842 | 13.9681 | 2.125 | 1.275 | 0.6375 | 0.765 | 0.85 | 137.9751 | 11.4979 | 29.349
|  |  | 2016-17 |  | 5.95 | 9.1588 | 22.1 | 30.6 | 25.5 | 26.5625 | 11.9 | 6.5875 | 3.0813 | 1.7 | 0.85 | 0.85 | 144.84 | 12.07 | 30.6
| Actual Odisha drawal |  | 2014-15 | MU | 0.891 | 6.823 | 16.196 | 29.405 | 29.707 | 28.741 | 14.887 | 5.236 | 2.144 | 0.705 | 0.48 | 0.833 | 136.048 | 11.3373 | 29.707
|  |  | 2015-16 |  | 3.07 | 10.44 | 17.588 | 28.092 | 28.648 | 27.332 | 13.573 | 5.055 | 6.0375 | 6.0375 | 6.0375 | 6.0375 | 157.948 | 13.1623 | 28.648
|  |  | 2016-17 |  | 5.7923 | 8.916 | 21.5144 | 29.7891 | 24.8243 | 25.8586 | 11.5846 | 6.4129 | 2.9996 | 1.655 | 0.82748 | 0.82748 | 141.0017 | 11.7501 | 29.7891
0
21 | TEESTA
| Net energy available for Shairing |  | 2014-15 | MU | 149.174 | 289.6305 | 307.5341 | 305.0521 | 308.6521 | 309.488 | 170.0561 | 112.3665 | 88.9666 | 69.9341 | 56.8287 | 91.0511 | 2258.734 | 188.2278 | 309.488
|  |  | 2015-16 |  | 145.9775 | 225.163 | 287.0796 | 375.762 | 352.3367 | 350.61 | 252.7044 | 140 | 98.8 | 80 | 70 | 100 | 2478.4331 | 206.5361 | 375.762
|  |  | 2016-17 |  | 130 | 230 | 263.52 | 315 | 325 | 295 | 205 | 128.8 | 97 | 80 | 80 | 90 | 2239.32 | 186.61 | 325
| Odisha Share |  | 2014-15 | % | 23.4 | 23.4 | 23.4 | 23.4 | 23.4 | 23.4 | 23.4 | 23.4 | 23.4 | 23.4 | 23.4 | 23.4
|  |  | 2015-16 |  | 23.4 | 23.4 | 23.4 | 23.4 | 23.4 | 23.4 | 23.4 | 23.4 | 23.4 | 23.4 | 23.4 | 23.4
|  |  | 2016-17 |  | 23.4 | 23.4 | 23.4 | 23.4 | 23.4 | 23.4 | 23.4 | 23.4 | 23.4 | 23.4 | 23.4 | 23.4
| Odisha Share |  | 2014-15 | MU | 34.9067 | 67.7735 | 71.963 | 71.3822 | 72.2246 | 72.4202 | 39.7931 | 26.2938 | 20.8182 | 16.3646 | 13.2979 | 21.306 | 528.5438 | 44.0453 | 72.4202
|  |  | 2015-16 |  | 34.1587 | 52.6881 | 67.1766 | 87.9283 | 82.4468 | 82.0427 | 59.1328 | 32.76 | 23.1192 | 18.72 | 16.38 | 23.4 | 579.9533 | 48.3294 | 87.9283
|  |  | 2016-17 |  | 30.42 | 53.7 | 61.6637 | 73.71 | 76.05 | 69.03 | 47.97 | 30.1392 | 22.698 | 18.72 | 18.72 | 21.06 | 523.8809 | 43.6567 | 76.05
| Actual Odisha drawal |  | 2014-15 | MU | 30.051 | 58.335 | 65.822 | 70.867 | 71.645 | 71.721 | 39.478 | 26.083 | 20.681 | 16.13 | 13.139 | 22.188 | 506.14 | 42.1783 | 71.721
|  |  | 2015-16 |  | 34.309 | 52.351 | 60.097 | 75.497 | 70.812 | 70.4 | 50.559 | 29.429 | 32.1825 | 32.1825 | 32.1825 | 32.1825 | 572.184 | 47.682 | 75.497
|  |  | 2016-17 |  | 29.6139 | 52.277 | 60.0296 | 71.7567 | 74.0347 | 67.2007 | 46.6988 | 29.3405 | 22.0965 | 18.2239 | 18.2239 | 20.5019 | 509.998 | 42.4998 | 74.0347
TOTALCENTRAL SECTOR HYDRO (ODISHA SHARE)
| NET ENERGY AVAILABLE |  | 2014-15 | MU | 212.0517 | 556.7852 | 895.2338 | 1293.2814 | 1304.7132 | 1275.5712 | 742.1671 | 340.9751 | 200.7347 | 117.6583 | 85.0604 | 142.1527 | 7166.3848 | 597.1987 | 1304.7132
|  |  | 2015-16 |  | 363.1022 | 634.0393 | 924.5528 | 1330.5094 | 1316.7486 | 1139.1304 | 791.4704 | 270 | 183.8 | 152 | 128 | 170 | 7403.3531 | 616.9461 | 1330.5094
|  |  | 2016-17 |  | 325.6 | 565.5 | 923.52 | 1305 | 1205 | 1170 | 725 | 418.8 | 249.5 | 163.9 | 153 | 174 | 7378.82 | 614.9017 | 1305
| NETENERGY DRAWAL |  | 2014-15 | MU | 37.102 | 80.468 | 111.411 | 141.864 | 142.908 | 140.787 | 86.017 | 46.419 | 31.223 | 21.348 | 16.071 | 27.628 | 883.246 | 73.6038 | 142.908
|  |  | 2015-16 |  | 58.598 | 86.219 | 109.613 | 144.702 | 140.063 | 138.333 | 95.144 | 49.146 | 52.9975 | 52.9975 | 52.9975 | 52.9975 | 1033.808 | 86.1507 | 144.702
|  |  | 2016-17 |  | 43.628 | 78.938 | 102.2464 | 141.4719 | 140.2638 | 130.028 | 93.7734 | 55.7165 | 36.9261 | 26.3706 | 26.8888 | 30.7934 | 907.0047 | 75.5837 | 141.4719
TOTALCENTRAL SECTOR (ODISHA SHARE)
| NET ENERGY AVAILABLE |  | 2014-15 | MU | 4131.3306 | 4840.0168 | 4599.0935 | 4913.9687 | 4914.1336 | 4852.4814 | 4795.8264 | 4647.9351 | 5014.7219 | 4864.605 | 4420.3076 | 4975.5362 | 56969.9568 | 4747.4964 | 5014.7219
|  |  | 2015-16 |  | 4403.5097 | 5295.3255 | 4938.1256 | 5777.1904 | 5434.0751 | 5057.3823 | 5184.5984 | 4622.7803 | 4483.2445 | 4451.4445 | 4427.4445 | 4469.4445 | 58544.5654 | 4878.7138 | 5777.1904
|  |  | 2016-17 |  | 5304.5711 | 5544.4711 | 5902.4911 | 6283.9711 | 6183.9711 | 6148.9711 | 5703.9711 | 5397.7711 | 5228.4711 | 5142.8711 | 5131.9711 | 5152.9711 | 67126.4736 | 5593.8728 | 6283.9711
| NETENERGY DRAWAL |  | 2014-15 | MU | 635.706 | 730.322 | 669.757 | 706.57 | 621.228 | 587.354 | 614.462 | 615.051 | 700.941 | 609.959 | 563.405 | 636.73 | 7691.485 | 640.9571 | 730.322
|  |  | 2015-16 |  | 523.46 | 679.2 | 628.583 | 679.286 | 725.182 | 609.62 | 557.365 | 584.196 | 699.2125 | 699.2125 | 699.2125 | 699.2125 | 7783.742 | 648.6452 | 725.182
|  |  | 2016-17 |  | 696.7301 | 732.04 | 755.3484 | 794.574 | 793.3659 | 783.13 | 746.8754 | 708.8186 | 690.0281 | 679.4726 | 679.9908 | 683.8954 | 8744.2693 | 728.6891 | 794.574
DRAWAL FROM SURPLUS POWER FROM CGPs
22 | Name of CGP
NALCO
| NET ENERGY AVAILABLE |  | 2014-15 | MU | 2.165 | 1.97 | 2.126 | 2.343 | 2.64 | 0 | 0 | 0 | 0 | 0 | 2.31 | 0 | 13.554 | 1.1295 | 2.64
|  |  | 2015-16 |  | 2.064 | 3.027 | 2.766 | 2.295 | 2.293 | 2.513 | 2.673 | 2.55 | 2.4325 | 2.4325 | 2.4325 | 2.4325 | 29.911 | 2.4926 | 3.027
|  |  | 2016-17 |  | 0 | 0 | 0 | 0 | 0 | 0 | 0 | 0 | 0 | 0 | 0 | 0 | 0 | 0 | 0
IMFA
| NET ENERGY AVAILABLE |  | 2014-15 | MU | 6.842 | 11.733 | 1.617 | 1.891 | 2.085 | 0.492 | 0.681 | 2.96 | 2.515 | 3.505 | 1.214 | 3.565 | 39.1 | 3.2583 | 11.733
|  |  | 2015-16 |  | 3.081 | 3.349 | 2.077 | 2.603 | 2.921 | 2.929 | 2.256 | 2.48 | 3.0558 | 3.0558 | 3.0558 | 3.0558 | 33.919 | 2.8266 | 3.349
|  |  | 2016-17 | [13 empty] | 0 | 0 | 0
HINDALCO
| NET ENERGY AVAILABLE |  | 2014-15 | MU | 0.984 | 1.559 | 1.299 | 0.364 | 2.566 | 0.997 | 1.823 | 0.738 | 0.785 | 1.767 | 2.005 | 2.852 | 17.739 | 1.4783 | 2.852
|  |  | 2015-16 |  | 2.991 | 3.401 | 2.082 | 2.158 | 3.316 | 0 | 0 | 4.222 | 2.4325 | 2.4325 | 2.4325 | 2.4325 | 27.9 | 2.325 | 4.222
|  |  | 2016-17 |  | 0 | 0 | 0 | 0 | 0 | 0 | 0 | 0 | 0 | 0 | 0 | 0 | 0 | 0 | 0
NBVL
| NET ENERGY AVAILABLE |  | 2014-15 | MU | 0.443 | 0.535 | 0.509 | 1.662 | 1.571 | 1.532 | 1.291 | 0.8 | 5.676 | 0.628 | 0.409 | 0.718 | 15.774 | 1.3145 | 5.676
|  |  | 2015-16 |  | 0.52 | 0.494 | 0.484 | 0.774 | 0.612 | 0.601 | 0.58 | 0.991 | 0.47875 | 0.47875 | 0.47875 | 0.47875 | 6.971 | 0.58092 | 0.991
|  |  | 2016-17 |  | 0 | 0 | 0 | 0 | 0 | 0 | 0 | 0 | 0 | 0 | 0 | 0 | 0 | 0 | 0
Vedant , Budhipadar (Jharsuguda)
| NET ENERGY AVAILABLE |  | 2014-15 | MU | 4.905 | 6.235 | 11.642 | 8.487 | 14.038 | 6.824 | 6.223 | 8.177 | 2.265 | 3.467 | 2.148 | 2.208 | 76.589 | 6.3824 | 14.038
|  |  | 2015-16 |  | 3.404 | 2.692 | 2.782 | 3.536 | 3.075 | 5.028 | 4.415 | 4.524 | 2.8935 | 2.8935 | 2.8935 | 2.8935 | 41 | 3.4167 | 5.028
|  |  | 2016-17 |  | 0 | 0 | 0 | 0 | 0 | 0 | 0 | 0 | 0 | 0 | 0 | 0 | 0 | 0 | 0
JIndal Stainless Ltd.,Duburi
| NET ENERGY AVAILABLE |  | 2014-15 | MU | 5.724 | 7.195 | 6.864 | 4.218 | 13.603 | 9.557 | 7.075 | 7.912 | 4.515 | 7.908 | 7.131 | 7.778 | 89.48 | 7.4567 | 13.603
|  |  | 2015-16 |  | 6.598 | 6.931 | 6.83 | 5.911 | 5.542 | 7.78 | 7.171 | 0.985 | 7.8578 | 7.8578 | 7.8578 | 7.8578 | 79.179 | 6.5983 | 7.8578
|  |  | 2016-17 |  | 0 | 0 | 0 | 0 | 0 | 0 | 0 | 0 | 0 | 0 | 0 | 0 | 0 | 0 | 0
SCAW(Narverum)
| NET ENERGY AVAILABLE |  | 2014-15 | MU | 1.237 | 0 | 0.635 | 0.431 | 0.333 | 0.378 | 0.015 | 0 | 0.509 | 0 | 0 | 0 | 3.538 | 0.29483 | 1.237
|  |  | 2015-16 |  | 0 | 0 | 0 | 0 | 0 | 0 | 0 | 0 | 0 | 0 | 0 | 0 | 0 | 0 | 0
|  |  | 2016-17 |  | 0 | 0 | 0 | 0 | 0 | 0 | 0 | 0 | 0 | 0 | 0 | 0 | 0 | 0 | 0
Bhusan S&P, Jharsuguda
| NET ENERGY AVAILABLE |  | 2014-15 | MU | 14.062 | 6.372 | 7.808 | 7.028 | 10.977 | 6.138 | 10.559 | 5.894 | 14.768 | 21.377 | 17.331 | 19.554 | 141.868 | 11.8223 | 21.377
|  |  | 2015-16 |  | 7.095 | 6.123 | 7.421 | 3.238 | 8.649 | 18.633 | 16.342 | 15.882 | 4.7342 | 4.7342 | 4.7342 | 4.7342 | 102.32 | 8.5267 | 18.633
|  |  | 2016-17 |  | 0 | 0 | 0 | 0 | 0 | 0 | 0 | 0 | 0 | 0 | 0 | 0 | 0 | 0 | 0
OCL Iron & Steel LTD
| NET ENERGY AVAILABLE |  | 2014-15 | MU | 0.558 | 0.438 | 0.948 | 2.031 | 0.211 | 0.49 | 0.965 | 1.041 | 1.353 | 0.632 | 0.38 | 0.383 | 9.43 | 0.78583 | 2.031
|  |  | 2015-16 |  | 0.433 | 0.32 | 0.872 | 1.087 | 0.357 | 0.401 | 0.406 | 0.262 | 0.7005 | 0.7005 | 0.7005 | 0.7005 | 6.94 | 0.57833 | 1.087
|  |  | 2016-17 |  | 0 | 0 | 0 | 0 | 0 | 0 | 0 | 0 | 0 | 0 | 0 | 0 | 0 | 0 | 0
Yazdani
| NET ENERGY AVAILABLE |  | 2014-15 | MU | 0.082 | 0.237 | 0.172 | 0.044 | 0 | 0 | 0.107 | 0.036 | 0 | 0.123 | 0.089 | 0 | 0.89 | 0.074167 | 0.237
|  |  | 2015-16 |  | 0 | 0.237 | 0.132 | 0 | 0 | 0.001 | 0.376 | 0.067 |  |  |  |  | 0.813 | 0.06775 | 0.376
|  |  | 2016-17 |  | 0 | 0 | 0 | 0 | 0 | 0 | 0 | 0 | 0 | 0 | 0 | 0 | 0 | 0 | 0
Jindal Steel&Power Angul
| ENERGY AVAILABLE |  | 2014-15 | MU | 4.603 | 0.961 | 3.364 | 2.758 | 6.202 | 6.06 | 7.374 | 6.236 | 5.814 | 6.86 | 6.331 | 8.543 | 65.106 | 5.4255 | 8.543
|  |  | 2015-16 |  | 7.782 | 9.199 | 8.395 | 9.334 | 10.898 | 12.12 | 10.001 | 2.254 | 11.3673 | 11.3673 | 11.3673 | 11.3673 | 115.452 | 9.621 | 12.12
|  |  | 2016-17 |  | 0 | 0 | 0 | 0 | 0 | 0 | 0 | 0 | 0 | 0 | 0 | 0 | 0 | 0 | 0
MSP, Jharsuguda
| ENERGY AVAILABLE |  | 2014-15 | MU | 0.514 | 0.6 | 0.637 | 0.524 | 0.159 | 0.439 | 0.406 | 0.36 | 0.478 | 0.233 | 0.161 | 0.319 | 4.83 | 0.4025 | 0.637
|  |  | 2015-16 |  | 0.353 | 0.319 | 0.964 | 0.68 | 0.466 | 0.529 | 0.658 | 0.775 | 0.469 | 0.469 | 0.469 | 0.469 | 6.62 | 0.55167 | 0.964
|  |  | 2016-17 |  | 0 | 0 | 0 | 0 | 0 | 0 | 0 | 0 | 0 | 0 | 0 | 0 | 0 | 0 | 0
Facor
| ENERGY AVAILABLE |  | 2014-15 | MU | 0.319 | 0.49 | 0.495 | 0.36 | 0.445 | 0.388 | 0.316 | 0.578 | 0.949 | 0.801 | 0.414 | 0.372 | 5.927 | 0.49392 | 0.552
|  |  | 2015-16 |  | 0.335 | 0.3 | 0.25 | 0.286 | 0.186 | 0.154 | 0.552 | 0.498 | 0.11475 | 0.11475 | 0.11475 | 0.11475 | 3.02 | 0.25167 | 0
|  |  | 2016-17 |  | 0 | 0 | 0 | 0 | 0 | 0 | 0 | 0 | 0 | 0 | 0 | 0 | 0 | 0 | 0.949
Total DRAWAL FROM SURPLUS POWER FROM CGPs
| NET ENERGY AVAILABLE |  | 2014-15 | MU | 42.438 | 38.325 | 38.116 | 32.141 | 54.83 | 33.295 | 36.835 | 34.732 | 39.627 | 47.301 | 39.923 | 46.292 | 483.855 | 40.3212 | 54.83
|  |  | 2015-16 |  | 34.656 | 36.392 | 35.055 | 31.902 | 38.315 | 50.689 | 45.43 | 35.49 | 36.5365 | 36.5365 | 36.5365 | 36.5365 | 454.075 | 37.8396 | 50.689
|  |  | 2016-17 |  | 0 | 0 | 0 | 0 | 0 | 0 | 0 | 0 | 0 | 0 | 0 | 0 | 0 | 0 | 0
DRAWAL FROM SURPLUS POWER FROM CO GENERATON PLANTS
Name of Co Generation Plants
NINL
NET ENERGY AVAILABLE
|  |  | 2014-15 | MU | 1.183 | 1.028 | 0.034 | 2.294 | 0.988 | 1.639 | 1.989 | 0.801 | 0.101 | 0.028 | 0.114 | 1.087 | 11.286 | 0.9405 | 2.294
|  |  | 2015-16 |  | 2.302 | 1.545 | 1.079 | 1.476 | 1.545 | 1.955 | 1.317 | 1.181 | 1.85 | 1.85 | 1.85 | 1.85 | 19.8 | 1.65 | 2.302
|  |  | 2016-17 |  | 0 | 0 | 0 | 0 | 0 | 0 | 0 | 0 | 0 | 0 | 0 | 0 | 0 | 0 | 0
ARATI STEEL
| NET ENERGY AVAILABLE |  | 2014-15 | MU | 1.925 | 1.525 | 1.549 | 1.885 | 4.381 | 6.013 | 2.382 | 1.343 | 3.091 | 1.482 | 0.9 | 1.344 | 27.82 | 2.3183 | 6.013
|  |  | 2015-16 |  | 1.165 | 1.244 | 1.04 | 1.415 | 0.948 | 1.644 | 4.487 | 2.965 | 0 | 0 | 0 | 0 | 14.908 | 1.2423 | 4.487
|  |  | 2016-17 |  | 0 | 0 | 0 | 0 | 0 | 0 | 0 | 0 | 0 | 0 | 0 | 0 | 0 | 0 | 0
Tata Sponge
| ENERGY AVAILABLE |  | 2014-15 | MU | 0.349 | 0.267 | 0.079 | 0.177 | 0.474 | 0.335 | 0.385 | 0.537 | 0.494 | 0.411 | 0.433 | 0.364 | 4.305 | 0.35875 | 0.537
|  |  | 2015-16 |  | 0.306 | 0.338 | 0.333 | 0.373 | 0.439 | 0.702 | 0.463 | 0.268 | 0.4395 | 0.4395 | 0.4395 | 0.4395 | 4.98 | 0.415 | 0.702
|  |  | 2016-17 |  | 0 | 0 | 0 | 0 | 0 | 0 | 0 | 0 | 0 | 0 | 0 | 0 | 0 | 0 | 0
SMC Power
| ENERGY AVAILABLE |  | 2014-15 | MU | 0.18 | 0.213 | 0.353 | 0.725 | 1.275 | 0.278 | 0.44 | 0.262 | 1.79 | 0.934 | 1.03 | 1.165 | 8.645 | 0.72042 | 1.79
|  |  | 2015-16 |  | 0.431 | 0.725 | 0.267 | 0.1811 | 0.192 | 0.244 | 0.331 | 0.394 | 0.7085 | 0.7085 | 0.7085 | 0.7085 | 5.5991 | 0.46659 | 0.725
|  |  | 2016-17 |  | 0 | 0 | 0 | 0 | 0 | 0 | 0 | 0 | 0 | 0 | 0 | 0 | 0 | 0 | 0
Pattnaik Steel, Polasponga
| ENERGY AVAILABLE |  | 2014-15 | MU | 0.005 | 0.023 | 0 | 0.001 | 0.013 | 0.002 | 0 | 0.005 | 0 | 0.009 | 0 | 0.0066667 | 0.064667 | 0.0053889 | 0.023
|  |  | 2015-16 |  | 0 | 0 | 0 | 0.001 | 0 | 0 | 0 | 0 | 0 | 0 | 0 | 0 | 0.001 | 8.3333e-05 | 0.001
|  |  | 2016-17 |  | 0 | 0 | 0 | 0 | 0 | 0 | 0 | 0 | 0 | 0 | 0 | 0 | 0 | 0 | 0
IFFCO
| ENERGY AVAILABLE |  | 2014-15 | MU | 0 | 0 | 0 | 1.034 | 2.405 | 0.123 | 0.001 | 0.002 | 0 | 0 | 0 | 0.004 | 3.569 | 0.29742 | 2.405
|  |  | 2015-16 |  | 0.002 | 0 | 0.001 | 0 | 0 | 0 | 0 | 0.002 | 0 | 0 |  |  | 0.005 | 0.00041667 | 0.002
|  |  | 2016-17 |  | 0 | 0 | 0 | 0 | 0 | 0 | 0 | 0 | 0 | 0 | 0 | 0 | 0 | 0 | 0
VISA Steel
| ENERGY AVAILABLE |  | 2014-15 | MU | 0.848 | 1.73 | 0.975 | 2.65 | 5.342 | 3.171 | 2.425 | 0.748 | 1.079 | 0.638 | 0.352 | 0.582 | 20.54 | 1.7117 | 5.342
|  |  | 2015-16 |  | 0 | 0.782 | 0.9 | 0.11 | 0.02 | 0.108 | 0.049 | 0.038 | 0.461 | 0.461 | 0.461 | 0.461 | 3.851 | 0.32092 | 0.9
|  |  | 2016-17 |  | 0 | 0 | 0 | 0 | 0 | 0 | 0 | 0 | 0 | 0 | 0 | 0 | 0 | 0 | 0
Rathi Steel & Power
| ENERGY AVAILABLE |  | 2014-15 | MU |  | 0 | 0 | 0 | 0 | 0 | 0 |  | 0 | 0 | 0 | 0 | 0 | 0 | 0
|  |  | 2015-16 |  | 0 | 0 | 0 | 0 | 0 | 0 | 0 | 0 | 0 | 0 | 0 | 0 | 0 | 0 | 0
|  |  | 2016-17 |  | 0 | 0 | 0 | 0 | 0 | 0 | 0 | 0 | 0 | 0 | 0 | 0 | 0 | 0 | 0
| OSISL, Polasponga |  | 2014-15 | MU | 0 | 0 | 0 | 0 | 0 | 0 | 0 | 0 | 0 | 0 |  |  | 0 | 0 | 0
| ENERGY AVAILABLE |  | 2015-16 |  | 0 | 0 | 0 | 0 | 0 | 0 | 0 | 0 | 0 | 0 | 0 | 0 | 0 | 0 | 0
|  |  | 2016-17 |  | 0 | 0 | 0 | 0 | 0 | 0 | 0 | 0 | 0 | 0 | 0 | 0 | 0 | 0 | 0
| VEDANTA, Lanjigarh |  | 2014-15 | MU | 0.749 | 0.829 | 0.917 | 2.074 | 1.838 | 1.876 | 1.247 | 0.699 | 1.33 | 0.687 | 0.528 | 0.734 | 13.508 | 1.1257 | 2.074
| ENERGY AVAILABLE |  | 2015-16 |  | 0.742 | 0.747 | 0.695 |  |  | 0.517 | 0.519 | 0.413 | 0.44175 | 0.44175 | 0.44175 | 0.44175 | 5.4 | 0.45 | 0.747
|  |  | 2016-17 |  | 0 | 0 | 0 | 0 | 0 | 0 | 0 | 0 | 0 | 0 | 0 | 0 | 0 | 0 | 0
| SHYAM DRI |  | 2014-15 | MU | 0.295 | 1.442 | 0.702 | 0.553 | 0.588 | 0.554 | 0.748 | 0.393 | 1.086 | 0.506 | 0.761 | 0.916 | 8.544 | 0.712 | 1.442
| ENERGY AVAILABLE |  | 2015-16 |  | 0.576 | 0.722 | 0.253 | 0.439 | 0.473 | 0.337 | 0.424 | 0.607 | 0.44225 | 0.44225 | 0.44225 | 0.44225 | 5.6 | 0.46667 | 0.722
|  |  | 2016-17 | [13 empty] | 0 | 0 | 0
| BHUSAN Steel Ltd. |  | 2014-15 | MU | 0.679 | 0.068 | 0.031 | 0.049 | 0.213 | 0 | 0.003 |  | 0.003 | 0.005 | 0.06 | 1.097 | 2.208 | 0.184 | 1.097
| ENERGY AVAILABLE |  | 2015-16 |  | 0.567 | 1.841 | 4.168 | 3.197 | 3.641 | 6.843 | 4.782 | 6.696 | 2.196 | 2.196 | 2.196 | 2.196 | 40.519 | 3.3766 | 6.843
|  |  | 2016-17 | [13 empty] | 0 | 0 | 0
| SREE Mahavir Ferro Alloys. |  | 2014-15 | MU | 0.225 | 0.282 | 0.249 | 0.249 | 0.081 | 0.063 | 0.255 | 0.175 | 0.153 | 0.104 | 0.117 | 0.165 | 2.118 | 0.1765 | 0.282
| ENERGY AVAILABLE |  | 2015-16 |  | 0.225 | 0.407 | 0.349 | 0.164 | 0.082 | 0.232 | 0.246 | 0.168 | 0.2615 | 0.2615 | 0.2615 | 0.2615 | 2.919 | 0.24325 | 0.407
|  |  | 2016-17 | [13 empty] | 0 | 0 | 0
| Action Ispat |  | 2014-15 | MU | 1.558 | 1.712 | 1.331 | 3.207 | 2.206 | 2.527 | 0.99 | 0.757 | 0.826 | 0.846 | 1.219 | 1.106 | 18.285 | 1.5238 | 3.207
| ENERGY AVAILABLE |  | 2015-16 |  | 1.082 | 1.205 | 0.968 | 0.754 | 0.749 | 0.977 | 0.63 | 0.675 | 1.1078 | 1.1078 | 1.1078 | 1.1078 | 11.471 | 0.95592 | 1.205
|  |  | 2016-17 | [13 empty] | 0 | 0 | 0
| Aryan Ispat |  | 2014-15 | MU | 0.206 | 0.162 | 0.224 | 2.376 | 1.736 | 1.597 | 1.379 | 0.061 | 0.057 | 0.066 | 0.137 | 0.163 | 8.164 | 0.68033 | 2.376
| ENERGY AVAILABLE |  | 2015-16 |  | 0.079 | 0.031 | 0.109 | 0.16 | 0.266 | 0.28 | 0.199 | 0.174 | 0.138 | 0.138 | 0.138 | 0.138 | 1.85 | 0.15417 | 0.28
|  |  | 2016-17 |  | 0 | 0 | 0 | 0 | 0 | 0 | 0 | 0 | 0 | 0 | 0 | 0 | 0 | 0 | 0
| RSP |  | 2014-15 | MU | EXPECTED FOR ENSUING YEAR (Projection/Generation Plan Submitted by Generator) APRIL: 0; EXPECTED FOR ENSUING YEAR (Projection/Generation Plan Submitted by Generator) MAY: 0.031; EXPECTED FOR ENSUING YEAR (Projection/Generation Plan Submitted by Generator) JUNE: 0.001; EXPECTED FOR ENSUING YEAR (Projection/Generation Plan Submitted by Generator) JULY: 0; EXPECTED FOR ENSUING YEAR (Projection/Generation Plan Submitted by Generator) AUGUST: 0; EXPECTED FOR ENSUING YEAR (Projection/Generation Plan Submitted by Generator) SEPTEMBER: 0; EXPECTED FOR ENSUING YEAR (Projection/Generation Plan Submitted by Generator) MARCH: 0.018 | 0.05 | 0.0041667 | 0.031 | 0.05
| ENERGY AVAILABLE |  | 2015-16 |  | 0 |  | 0.001 | 0 | 0 | 0 | 0 | 0 | 0 | 0 | 0 | 0 | 0.001 | 8.3333e-05 | 0.001
|  |  | 2016-17 | [13 empty] | 0 | 0 | 0
| Maithan Ispat |  | 2014-15 | MU | 0.755 | 0.355 | 0.741 | 0.203 | 0.207 | 0.734 | 0.409 | 0.436 | 0.349 | 0.45 | 0.517 | 0.267 | 5.423 | 0.45192 | 0.755
| ENERGY AVAILABLE |  | 2015-16 |  | 0.592 | 0.859 | 1.078 | 0.667 |  | 0.368 | 0.891 | 2.319 | 0.089 | 0.089 | 0.089 | 0.089 | 7.13 | 0.59417 | 2.319
|  |  | 2016-17 | [13 empty] | 0 | 0 | 0
| SEVEN STAR |  | 2014-15 | MU | EXPECTED FOR ENSUING YEAR (Projection/Generation Plan Submitted by Generator) APRIL: 0; EXPECTED FOR ENSUING YEAR (Projection/Generation Plan Submitted by Generator) MAY: 0; EXPECTED FOR ENSUING YEAR (Projection/Generation Plan Submitted by Generator) JUNE: 0; EXPECTED FOR ENSUING YEAR (Projection/Generation Plan Submitted by Generator) JULY: 0 | 0 | 0 | 0
| ENERGY AVAILABLE |  | 2015-16 |  | EXPECTED FOR ENSUING YEAR (Projection/Generation Plan Submitted by Generator) APRIL: 0; EXPECTED FOR ENSUING YEAR (Projection/Generation Plan Submitted by Generator) MAY: 0; EXPECTED FOR ENSUING YEAR (Projection/Generation Plan Submitted by Generator) JUNE: 0; EXPECTED FOR ENSUING YEAR (Projection/Generation Plan Submitted by Generator) JULY: 0 | 0 | 0 | 0
|  |  | 2016-17 | [13 empty] | 0 | 0 | 0
| SHREE GANESH |  | 2014-15 | MU | 0.564 | 1.044 | 1.19 | 0.944 | 0.957 | 1.047 | 0.907 | 1.023 | 0.42 | 0.42 | 1.085 | 0.67 | 10.271 | 0.85592 | 1.19
| ENERGY AVAILABLE |  | 2015-16 |  | EXPECTED FOR ENSUING YEAR (Projection/Generation Plan Submitted by Generator) APRIL: 0.508; EXPECTED FOR ENSUING YEAR (Projection/Generation Plan Submitted by Generator) MAY: 0.666; EXPECTED FOR ENSUING YEAR (Projection/Generation Plan Submitted by Generator) JUNE: 0.988; EXPECTED FOR ENSUING YEAR (Projection/Generation Plan Submitted by Generator) DECEMBER: 0.53975; EXPECTED FOR ENSUING YEAR (Projection/Generation Plan Submitted by Generator) JANUARY: 0.53975; EXPECTED FOR ENSUING YEAR (Projection/Generation Plan Submitted by Generator) FEBRUARY: 0.53975; EXPECTED FOR ENSUING YEAR (Projection/Generation Plan Submitted by Generator) MARCH: 0.53975 | 4.321 | 0.36008 | 0.988
|  |  | 2016-17 | [13 empty] | 0 | 0 | 0
| ADITYA ALU LTD |  | 2014-15 | MU | 0 | 0 | 3.821 | 10.842 | 4.586 | 2.654 | 0.641 | 0.017 | 3.087 | 0.68 | 0.384 | 0.041 | 26.753 | 2.2294 | 10.842
| ENERGY AVAILABLE |  | 2015-16 |  | 2.011 | 2.041 | 2.529 | 6.921 | 3.938 | 0 | 1.016 | 1.017 | 3.8518 | 3.8518 | 3.8518 | 3.8518 | 34.88 | 2.9067 | 6.921
|  |  | 2016-17 | [13 empty] | 0 | 0 | 0
DRAWAL FROM SURPLUS POWER FROM CO GENERATON PLANTS
| NET ENERGY AVAILABLE |  | 2014-15 | MU | 9.521 | 10.711 | 12.197 | 29.263 | 27.29 | 22.613 | 14.201 | 7.259 | 13.866 | 7.266 | 7.637 | 9.7297 | 171.5537 | 14.2961 | 29.263
|  |  | 2015-16 |  | 10.588 | 13.153 | 14.758 | 15.8581 | 12.293 | 14.207 | 15.354 | 16.917 | 12.5268 | 12.5268 | 12.5268 | 12.5268 | 163.2351 | 13.6029 | 16.917
|  |  | 2016-17 |  | 0 | 0 | 0 | 0 | 0 | 0 | 0 | 0 | 0 | 0 | 0 | 0 | 0 | 0 | 0
DRAWAL FROM RENEWABLE SOURCES
SMALL HYDRO
| Meenaksi SHEP |  | 2014-15 | MU | 12.014 | 14.599 | 21.277 | 24.371 | 29.449 | 29.61 | 26.7 | 15.327 | 13.35 | 8.524 | 8.353 | 7.762 | 211.336 | 17.6113 | 29.61
|  |  | 2015-16 |  | 10.753 | 14.72 | 24.127 | 26.274 | 26.462 | 26.6 | 21.798 | 11.12 | 16.7717 | 16.7717 | 16.7717 | 16.7717 | 228.941 | 19.0784 | 26.6
|  |  | 2016-17 |  | 18.3333 | 18.3333 | 18.3333 | 18.3333 | 18.3333 | 18.3333 | 18.3333 | 18.3333 | 18.3333 | 18.3333 | 18.3333 | 18.3333 | 220 | 18.3333 | 18.3333
| Samal SHEP |  | 2014-15 | MU | 8.271 | 8.933 | 8.966 | 7.991 | 10.142 | 11.147 | 7.232 | 3.068 | 4.582 | 2.494 | 0.937 | 1.454 | 75.217 | 6.2681 | 11.147
|  |  | 2015-16 |  | 2.301 | 8.064 | 9.949 | 9.772 | 9.711 | 10.717 | 1.687 | 2.722 | 11.3968 | 11.3968 | 11.3968 | 11.3968 | 100.51 | 8.3758 | 11.3968
|  |  | 2016-17 |  | 8.3333 | 8.3333 | 8.3333 | 8.3333 | 8.3333 | 8.3333 | 8.3333 | 8.3333 | 8.3333 | 8.3333 | 8.3333 | 8.3333 | 100 | 8.3333 | 8.3333
SOLAR
|  |  | 2014-15 | MU | 4.852 | 5.003 | 4.733 | 5.434 | 4.273 | 4.555 | 5.122 | 4.84 | 4.941 | 5.005 | 5.289 | 5.741 | 59.788 | 4.9823 | 5.741
| Energy Available |  | 2015-16 |  | 9.902 | 9.891 | 10.785 | 12.82 | 12.571 | 14.647 | 17.968 | 15.506 | 17.285 | 17.285 | 17.285 | 17.285 | 173.23 | 14.4358 | 17.968
|  |  | 2016-17 |  | 19.1667 | 19.1667 | 19.1667 | 19.1667 | 19.1667 | 19.1667 | 18.681 | 19.1667 | 19.1667 | 19.1667 | 19.1667 | 19.1667 | 229.5143 | 19.1262 | 19.1667
BIOMASS
Shalivahan
| Energy Available |  | 2014-15 | MU | 0 | 0 | 0 | 0 | 0 | 0 | 0 | 0 | 0 | 0 | 0 | 0 | 0 | 0 | 0
|  |  | 2015-16 |  | 0 | 0 | 0 | 0 | 0 | 0 | 0 | 0 | 0 | 0 | 0 | 0 | 0 | 0 | 0
|  |  | 2016-17 |  | 8.3333 | 8.3333 | 8.3333 | 8.3333 | 8.3333 | 8.3333 | 8.3333 | 8.3333 | 8.3333 | 8.3333 | 8.3333 | 8.3333 | 100 | 8.3333 | 8.3333
BIOMASS
Octant
| Energy Available |  | 2014-15 | MU |  | 0 | 0 | 0 | 0 | 0 | 0 | 0 | 0 | 0 | 0 | 0 | 0 | 0 | 0
|  |  | 2015-16 |  | 0 | 0 | 0 | 0 | 0 | 0 | 0 | 0 | 0 | 0 | 0 | 0 | 0 | 0 | 0
|  |  | 2016-17 |  | 5 | 5 | 5 | 5 | 5 | 5 | 5 | 5 | 5 | 5 | 5 | 5 | 60 | 5 | 5
| TOTAL ENERGY DRAWAL |  | 2014-15 | MU | 2232.642 | 2309.754 | 2181.6006 | 2063.6911 | 2319.8694 | 2331.111 | 2242.135 | 1879.557 | 1884.976 | 1902.572 | 1744.547 | 2074.9817 | 25167.4368 | 2097.2864 | 2331.111
|  |  | 2015-16 |  | 1919.206 | 2202.45 | 2134.418 | 2247.1611 | 2276.322 | 2086.231 | 2105.6077 | 1894.4837 | 1846.5634 | 2018.8234 | 2049.5134 | 2071.2934 | 24852.0731 | 2071.0061 | 2276.322
|  |  | 2016-17 |  | 1443.8967 | 1479.2067 | 1502.5151 | 1541.7407 | 1540.5325 | 1530.2967 | 1493.5564 | 1455.9852 | 1437.1948 | 1426.6393 | 1427.1575 | 1431.0621 | 17709.7837 | 1475.8153 | 1541.7407
|  |  | 2016-17 |  | 2253.0417 | 2392.7827 | 2302.6343 | 2669.5277 | 2818.1795 | 2870.9542 | 2616.708 | 2367.1902 | 2312.9998 | 2330.4853 | 2316.0736 | 2376.8611 | 29627.4381 | 2468.9532 | 2870.9542
-16.81

## TRT-2
T-2
MAINTENANCE PROGRAMME FOR FINANCIAL YEAR 2016 -- 17
UNIT NO. | FROM | TO | REASON OF MAINTENANCE | OUTAGE CAPACITY IN MW
BURLA
# 1 | 01.12.16 | 31.12.16 | ANNUAL MAINTENANCE | 49.5
# 2 | 15.12.15 | 15.05.16 | CAPITAL MAINTENANCE | 49.5
# 3 | 01.02.17 | 29.02.17 | ANNUAL MAINTENANCE | 32
# 4 | 01.03.17 | 27.03.17 | ANNUAL MAINTENANCE | 32
# 5 | 16.11.16 | 31.03.17 | PROGRAMMING FOR R, M & U | 10
# 6 | 17.02.14 | 31.03.17 | PROGRAMMING FOR R, M & U | 10
# 7 | 1.05.16 | 31.05.16 | ANNUAL MAINTENANCE | 37.5
CHIPLIMA
# 1 | 15.11.16 | 15.12.16 | A.M.Under water inspection | 24
# 2 | 15.11.16 | 15.12.16 | A.M.Under water inspection | 24
# 3 | 15.02.14 | 31.03.17 | PROGRAMMING FOR R & M | 24
BALIMELA
# 1 | 31.01.13 | 31.03.17 | PROGRAMMING FOR R & M | 60
# 2 | 10.12.16 | 08.01.17 | ANNUAL MAINTENANCE | 60
# 3 | 02.11.16 | 26.11.16 | ANNUAL MAINTENANCE | 60
# 4 | 02.04.16 | 26.04.16 | ANNUAL MAINTENANCE | 60
# 5 | 07.03.17 | 31.03.17 | ANNUAL MAINTENANCE | 60
# 6 | 06.02.17 | 04.03.17 | ANNUAL MAINTENANCE | 60
# 7 | 02.04.16 | 27.05.16 | ANNUAL MAINTENANCE | 75
# 8 | 09.01.17 | 02.02.17 | ANNUAL MAINTENANCE | 75
RENGALI
# 1 | 01.12.16 | 31.12.16 | ANNUAL MAINTENANCE | 50
# 2 | 01.02.16 | 30.06.16 | Replacement old runner disc by BHEL | 50
# 3 | 02.11.16 | 30.11.16 | ANNUAL MAINTENANCE | 50
U.KOLAB
# 1 | 10.01.17 | 31.01.17 | ANNUAL MAINTENANCE | 80
# 2 | 05.05.16 10.02.17 | 04.06.16 02.03.17 | ANNUAL MAINTENANCE | 80
# 3 | 01.11.16 | 30.11.16 | ANNUAL MAINTENANCE | 80
# 4 | 15.03.16 | 30.04.16 | A.M. & G.T. Overhauling | 80
U.INDRAVATI
# 1 | 01.06.16 | 30.06.16 | ANNUAL MAINTENANCE | 150
# 2 | 01.11.16 | 30.11.16 | ANNUAL MAINTENANCE | 150
# 3 | 01.11.15 01.02.17 | 30.04.16 29.02.17 | CAPITAL MAINTENANCE ANNUAL MAINTENANCE | 150
# 4 | 01.05.16 | 31.05.16 | ANNUAL MAINTENANCE | 150
TTPS
# 1 | 14.10.16 | 28.10.16 | BOILER OVERHAUL | 60
# 2 | 13.07.16 | 27.07.16 | BOILER OVERHAUL | 60
# 3 | 10.09.16 | 24.09.16 | BOILER OVERHAUL | 60
# 4 | 05.08.16 | 03.09.16 | BOILER OVERHAUL + COH of Turbine with rotor replacement | 60
# 5 | 15.06.16 | 04.07.16 | BOILER OVERHAUL | 110
# 6 | 01.04.16 10.11.16 | 20.04.16 16.11.16 | BOILER OH + ESP-III ADDITION &ESP-I ISOLATION ESP-I NORMALISATION | 110
IB TPS
GMR
# 1 | 06.07.16 | 30.07.16 | BOILER OVERHAUL | 350
# 3 | 06.08.16 | 30.08.16 | BOILER OVERHAUL | 350

## TRT-8
POWER PURCHASED FROM CENTRAL HYDRO STATION
Licencee GRIDCO |  |  | OERC | FORM TRT-8
TARIFF FOR CHUKHA
Capacity (MW) |  | Previous Year | Current Year | Ensuing Year
Share of GRIDCO | % | 15.19% | 15.19% | 15.19%
Cetral Sector Loss | % | 2.21% | 2.1% | 2.65%
Central transmission charges | P/Kwh | 31.46 | 33.87 | 27.67
Previous Year -2014-15 |  | 2005-04-05 | 2005-05-06 | 2005-06-06 | 2005-07-07 | 2005-08-07 | 2005-09-07 | 2005-10-08 | 2005-11-08 | 2005-12-09 | 2006-01-09 | 2006-02-09 | 2006-03-12 | TOTAL
Energy Sent Out after Aux. | MU | 41.4483 | 103.0335 | 197.9137 | 280.203 | 280.1894 | 272.3311 | 213.3876 | 101.8113 | 60.171 | 30.6236 | 16.6088 | 31.0391 | 1628.7604
Net energy available to beneficiaries for Sharing after loss | MU | 40.611 | 100.9213 | 195.8356 | 274.4309 | 274.2774 | 266.2036 | 208.9065 | 99.6732 | 58.6126 | 29.7631 | 16.2317 | 30.3532 | 1595.8201
Share of GRIDCO from net availability | MU | 6.16 | 15.31 | 29.393 | 41.592 | 41.556 | 40.325 | 31.652 | 15.1 | 8.938 | 4.513 | 2.452 | 4.607 | 241.598
Cost of power | p/kWh
Rate incl loss | p/kWh | 226.33 | 221.11 | 223.41 | 216.26 | 221.41 | 242.67 | 218.43 | 231.26 | 216 | 232.01 | 233.86 | 249.76 | 225.3117
Cost to GRIDCO | Rs. lakhs | 139.4193 | 338.5194 | 656.669 | 899.4686 | 920.0914 | 978.5668 | 691.3746 | 349.2026 | 193.0608 | 104.7061 | 57.3425 | 115.0644 | 5443.4855
Current Year-2015-16 | [13 empty] | TOTAL
Energy Sent Out after Aux. | MU | 143.1285 | 157.7036 | 214.7249 | 277.373 | 273.8462 | 275.951 | 210.1039 | 80 | 55 | 57 | 40 | 50 | 1834.8311
Net energy available to beneficiaries for Sharing after loss | MU | 140.4091 | 155.0542 | 211.2678 | 271.8533 | 268.1502 | 269.9353 | 204.5361 | 78.32 | 53.845 | 55.803 | 39.16 | 48.95 | 1797.2839
Share of GRIDCO from net availability | MU | 21.219 | 23.428 | 31.928 | 41.113 | 40.603 | 40.603 | 31.012 | 14.662 | 14.7775 | 14.7775 | 14.7775 | 14.7775 | 303.678
Cost of power | p/kWh
Rate incl loss | p/kWh | 243.49 | 226.48 | 227.55 | 216.03 | 204.2 | 221.81 | 215.62 | 215.62 | 215.62 | 215.62 | 215.62 | 215.62
Cost to GRIDCO | Rs. lakhs | 516.6614 | 530.5973 | 726.5216 | 888.1641 | 829.1133 | 900.6151 | 668.6807 | 316.142 | 318.6325 | 318.6325 | 318.6325 | 318.6325 | 6651.0256
Ensuing Year-2016-17
Energy Sent Out after Aux. | MU | 55.6 | 120 | 140 | 270 | 280 | 250 | 240 | 135 | 80 | 43.9 | 53 | 64 | 1731.5
Net energy available to beneficiaries for Sharing after loss | MU | 54.1266 | 116.82 | 136.29 | 262.845 | 272.58 | 243.375 | 233.64 | 131.4225 | 77.88 | 42.7366 | 51.5955 | 62.304 | 1685.6153
Share of GRIDCO from net availability | MU | 8.2218 | 17.745 | 20.7025 | 39.9262 | 41.4049 | 36.9687 | 35.4899 | 19.9631 | 11.83 | 6.4917 | 7.8374 | 9.464 | 256.045
Cost of power | p/kWh | 209 | 209 | 209 | 209 | 209 | 209 | 209 | 209 | 209 | 209 | 209 | 209
Rate incl loss | p/kWh | 214.6893 | 214.6893 | 214.6893 | 214.6893 | 214.6893 | 214.6893 | 214.6893 | 214.6893 | 214.6893 | 214.6893 | 214.6893 | 214.6893 | 214.6893
Cost to GRIDCO | Rs. lakhs | 176.5139 | 380.9652 | 444.4594 | 857.1717 | 888.9188 | 793.6775 | 761.9304 | 428.5859 | 253.9768 | 139.3698 | 168.2596 | 203.1814 | 5497.0104
TARIFF FOR TALA
Capacity |  | 2005-04-05: Previous Year; 2005-05-06: Current Year; 2005-06-06: Ensuing Year
Share of GRIDCO | % | 2005-04-05: 4.25%; 2005-05-06: 4.25%; 2005-06-06: 4.25%
Cetral Sector Loss | % | 2005-04-05: 2.21%; 2005-05-06: 2.1%; 2005-06-06: 2.65%
Central transmission charges | P/Kwh | 2005-04-05: 31.46; 2005-05-06: 33.87; 2005-06-06: 27.67
Previous Year -2014-15 | [13 empty] | TOTAL
Energy Sent Out after Aux. | MU | 21.4294 | 164.1212 | 389.786 | 708.0262 | 715.8717 | 693.7521 | 358.7234 | 126.7973 | 51.597 | 17.1006 | 11.6229 | 20.0625 | 3278.8904
Net energy available to beneficiaries for Sharing after loss | MU | 20.9966 | 160.7567 | 381.6005 | 693.4409 | 700.7668 | 678.1427 | 351.1902 | 124.1345 | 50.2607 | 16.6645 | 11.3591 | 19.6191 | 3208.9323
Share of GRIDCO from net availability | MU | 0.891 | 6.823 | 16.196 | 29.405 | 29.707 | 28.741 | 14.887 | 5.236 | 2.144 | 0.705 | 0.48 | 0.833 | 136.048
Cost of power | p/kWh | 202 | 202 | 202 | 202 | 202 | 202 | 202 | 202 | 202 | 202 | 202 | 202
Rate incl loss | p/kWh | 244.73 | 239.52 | 241.82 | 235.33 | 239.85 | 261.14 | 239.64 | 252.25 | 239.11 | 250.56 | 252.37 | 268.16 | 244.3362
Cost to GRIDCO | Rs. lakhs | 21.8054 | 163.4245 | 391.6517 | 691.9879 | 712.5224 | 750.5425 | 356.7521 | 132.0781 | 51.2652 | 17.6645 | 12.1138 | 22.3377 | 3324.1457
Current Year-2015-16 | [13 empty] | TOTAL
Energy Sent Out after Aux. | MU | 73.9962 | 251.1727 | 422.7484 | 677.3743 | 690.5657 | 512.5694 | 328.6621 | 50 | 30 | 15 | 18 | 20 | 3090.089
Net energy available to beneficiaries for Sharing after loss | MU | 72.5903 | 246.953 | 415.9421 | 663.8946 | 676.202 | 501.3954 | 319.9526 | 48.95 | 29.37 | 14.685 | 17.622 | 19.58 | 3027.137
Share of GRIDCO from net availability | MU | 3.07 | 10.44 | 17.588 | 28.092 | 28.648 | 27.332 | 13.573 | 5.055 | 6.0375 | 6.0375 | 6.0375 | 6.0375 | 157.948
Cost of power | p/kWh
Rate incl loss | p/kWh | 261.94 | 244.89 | 245.93 | 234.48 | 222.64 | 240.27 | 231 | 231 | 231 | 231 | 231 | 231 | 234.8887
Cost to GRIDCO | Rs. lakhs | 80.4156 | 255.6652 | 432.5417 | 658.7012 | 637.8191 | 656.706 | 313.5363 | 116.7705 | 139.4663 | 139.4663 | 139.4663 | 139.4663 | 3710.0205
Ensuing Year-2016-17 | [13 empty] | TOTAL
Energy Sent Out after Aux. | MU | 140 | 215.5 | 520 | 720 | 600 | 625 | 280 | 155 | 72.5 | 40 | 20 | 20 | 3408
Net energy available to beneficiaries for Sharing after loss | MU | 136.29 | 209.7893 | 506.22 | 700.92 | 584.1 | 608.4375 | 272.58 | 150.8925 | 70.5787 | 38.94 | 19.47 | 19.47 | 3317.688
Share of GRIDCO from net availability | MU | 5.7923 | 8.916 | 21.5144 | 29.7891 | 24.8243 | 25.8586 | 11.5846 | 6.4129 | 2.9996 | 1.655 | 0.82748 | 0.82748 | 141.0017
Cost of power | p/kWh | 202 | 202 | 202 | 202 | 202 | 202 | 202 | 202 | 202 | 202 | 202 | 202
Rate incl loss | p/kWh | 207.4987 | 207.4987 | 207.4987 | 207.4987 | 207.4987 | 207.4987 | 207.4987 | 207.4987 | 207.4987 | 207.4987 | 207.4987 | 207.4987 | 207.4987
Cost to GRIDCO | Rs. lakhs | 120.19 | 185.0068 | 446.42 | 618.12 | 515.1 | 536.5625 | 240.38 | 133.0675 | 62.2413 | 34.34 | 17.17 | 17.17 | 2925.768
TARIFF FOR TEESTA
Capacity | bar: 2005-04-05
Fixed Cost approved by CERC |  | 2005-04-05: Rs. Crore
|  | Previous Year | Current Year | Ensuing Year
Share of GRIDCO | % | 2005-04-05: 20.59%; 2005-05-06: 23.4%; 2005-06-06: 23.4%
Cetral Sector Loss | % | 2005-04-05: 2.51%; 2005-05-06: 2.1%; 2005-06-06: 2.65%
Central transmission charges | P/Kwh | 2005-04-05: 31.46; 2005-05-06: 33.87; 2005-06-06: 27.67
Previous Year -2014-15 | [13 empty] | TOTAL
Energy Sent Out after Aux. | MU | 130 | 230 | 263.52 | 315 | 325 | 295 | 205 | 128.8 | 97 | 80 | 80 | 90 | 2239.32
Net energy available to beneficiaries for Sharing after loss | MU | 127.374 | 225.285 | 257.9861 | 308.511 | 318.1425 | 288.3625 | 200.695 | 126.0952 | 94.4877 | 77.752 | 77.944 | 87.741 | 2190.376
Share of GRIDCO from net availability | MU | 30.051 | 58.335 | 65.822 | 70.867 | 71.645 | 71.721 | 39.478 | 26.083 | 20.681 | 16.13 | 13.139 | 22.188 | 506.14
Cost of power | p/kWh
Rate incl loss | p/kWh | 373.05 | 273.23 | 254.55 | 247.6 | 251.15 | 272.23 | 316.7 | 395.93 | 464.18 | 448.58 | 451.31 | 421.2 | 304.0852
Cost to GRIDCO | Rs. lakhs | 1121.0526 | 1593.8872 | 1675.499 | 1754.6669 | 1799.3642 | 1952.4608 | 1250.2683 | 1032.7042 | 959.9707 | 723.5595 | 592.9762 | 934.5586 | 15390.9681
Current Year-2015-16 | [13 empty] | TOTAL
Energy Sent Out after Aux. | MU | 145.9775 | 225.163 | 287.0796 | 375.762 | 352.3367 | 350.61 | 252.7044 | 140 | 98.8 | 80 | 70 | 100 | 2478.4331
Net energy available to beneficiaries for Sharing after loss | MU | 143.0579 | 220.7048 | 281.5963 | 367.5704 | 345.0081 | 342.9667 | 246.0077 | 137.06 | 96.7252 | 78.32 | 68.53 | 97.9 | 2425.4471
Share of GRIDCO from net availability | MU | 34.309 | 52.351 | 60.097 | 75.497 | 70.812 | 70.4 | 50.559 | 29.429 | 32.1825 | 32.1825 | 32.1825 | 32.1825 | 572.184
Cost of power | p/kWh
Rate incl loss | p/kWh | 325.74 | 265.58 | 239.8 | 229.42 | 221.65 | 236.68 | 240 | 240 | 240 | 240 | 240 | 240 | 243.3851
Cost to GRIDCO | Rs. lakhs | 1117.5814 | 1390.3379 | 1441.1261 | 1732.0522 | 1569.548 | 1666.2272 | 1213.416 | 706.296 | 772.38 | 772.38 | 772.38 | 772.38 | 13926.1046
Ensuing Year-2016-17 | [13 empty] | TOTAL
Energy Sent Out after Aux. | MU | 130 | 230 | 263.52 | 315 | 325 | 295 | 205 | 128.8 | 97 | 80 | 80 | 90 | 2239.32
Net energy available to beneficiaries for Sharing after loss | MU | 126.555 | 223.905 | 256.5367 | 306.6525 | 316.3875 | 287.1825 | 199.5675 | 125.3868 | 94.4295 | 77.88 | 77.88 | 87.615 | 2179.978
Share of GRIDCO from net availability | MU | 29.6139 | 52.277 | 60.0296 | 71.7567 | 74.0347 | 67.2007 | 46.6988 | 29.3405 | 22.0965 | 18.2239 | 18.2239 | 20.5019 | 509.998
Cost of power | p/kWh | 233.8 | 233.8 | 233.8 | 233.8 | 233.8 | 233.8 | 233.8 | 233.8 | 233.8 | 233.8 | 233.8 | 233.8
Rate incl loss | p/kWh | 240.1644 | 240.1644 | 240.1644 | 240.1644 | 240.1644 | 240.1644 | 240.1644 | 240.1644 | 240.1644 | 240.1644 | 240.1644 | 240.1644 | 240.1644
Cost to GRIDCO | Rs. lakhs | 711.2196 | 1255.506 | 1441.6968 | 1723.3398 | 1778.049 | 1613.9214 | 1121.5386 | 704.6545 | 530.6792 | 437.6736 | 437.6736 | 492.3828 | 12248.335

## T-9
T-9
Licencee : GRIDCO |  |  |  | OERC | FORM T-9
TARIFF COMPUTATION FOR CENTRAL SECTOR THERMAL STATION
Name of Plant: |  | Farakka Super Thermal Power Station Stage-I & II |  |  | Farakka Super Thermal Power Station -III |  |  | Kahalgaon Super Thermal Power Station Stage-I |  |  | Kahalgaon Super Thermal Power Station Stage- II |  |  | Talcher Super Thermal Power Station Stage- I |  |  | Talcher Super Thermal Power Station Stage- II |  |  | Barh Super Thermal Power Station Stage- II (Unit-IV & Unit-V)
Descriptions | UNIT | CERC approval for Curent year (15-16) (Approval of CERC awaited . Figures are provided as per petition filed by NTPC) | CERC approval for ensuing year(Approval of CERC awaited . Figures are provided as per petition filed by NTPC | Licensee proposal for for ensuing year (As per petition filed by NTPC) | CERC approval for Curent year (15-16) (Approval of CERC awaited . Figures are provided as per petition filed by NTPC) | CERC approval for ensuing year(Approval of CERC awaited . Figures are provided as per petition filed by NTPC | Licensee proposal for for ensuing year | CERC approval for Curent year(Approval of CERC awaited . Figures are provided as per petition filed by NTPC) | CERC approval for ensuing year(Approval of CERC awaited . Figures are provided as per petition filed by NTPC | Licensee proposal for for ensuing year | CERC approval for Curent year(Approval of CERC awaited . Figures are provided as per petition filed by NTPC) | CERC approval for ensuing year(Approval of CERC awaited . Figures are provided as per petition filed by NTPC | Licensee proposal for for ensuing year | CERC approval for Curent year(Approval of CERC awaited . Figures are provided as per petition filed by NTPC) | CERC approval for ensuing year(Approval of CERC awaited . Figures are provided as per petition filed by NTPC | Licensee proposal for for ensuing year | CERC approval for Curent year(Approval of CERC awaited . Figures are provided as per petition filed by NTPC) | CERC approval for ensuing year(Approval of CERC awaited . Figures are provided as per petition filed by NTPC | Licensee proposal for for ensuing year | CERC approval for Curent year(Approval of CERC awaited . Figures are provided as per petition filed by NTPC) | CERC approval for ensuing year(Approval of CERC awaited . Figures are provided as per petition filed by NTPC | Licensee proposal for for ensuing year
Capacity | MW | 1600 | 1600 | 1600 | 500 | 500 | 500 | 840 | 840 | 840 | 1500 | 1500 | 1500 | 1000 | 1000 | 1000 | 2000 | 2000 | 2000 | 660 | 1320 | 1320
Auxilliary Consumption | % | 6.47% | 6.47% | 6.47% | 5.75% | 5.75% | 5.75% | 9% | 9% | 9% | 5.75% | 5.75% | 5.75% | 5.75% | 5.75% | 5.75% | 5.75% | 5.75% | 5.75% | 5.75% | 5.75% | 5.75%
Normative PLF | % | 85% | 85% | 83% | 85% | 85% | 83% | 85% | 85% | 85% | 85% | 85% | 85% | 85% | 85% | 85% | 85% | 85% | 85% | 85% | 85% | 85%
Generation Normative | MU/yr | 11913.6 | 11913.6 | 11633.28 | 3723 | 3723 | 3635.4 | 6254.64 | 6254.64 | 6254.64 | 11169 | 11169 | 11169 | 7446 | 7446 | 7446 | 14892 | 14892 | 14892 | 4914.36 | 9828.72 | 9828.72
Generation less Aux. (Normative) | MU/yr | 11142.7901 | 11142.7901 | 10880.6068 | 3508.9275 | 3508.9275 | 3426.3645 | 5691.7224 | 5691.7224 | 5691.7224 | 10526.7825 | 10526.7825 | 10526.7825 | 7017.855 | 7017.855 | 7017.855 | 14035.71 | 14035.71 | 14035.71 | 4631.7843 | 9263.5686 | 9263.5686
Approved PLF | % | 83% | 83% | 83% | 83% | 83% | 83% | 83% | 83% | 83% | 83% | 83% | 83% | 83% | 83% | 83% | 83% | 83% | 83% | 83% | 83% | 83%
Generation Approved | MU/yr | 11633.28 | 11633.28 | 11633.28 | 3635.4 | 3635.4 | 3635.4 | 6107.472 | 6107.472 | 6107.472 | 10906.2 | 10906.2 | 10906.2 | 7270.8 | 7270.8 | 7270.8 | 14541.6 | 14541.6 | 14541.6 | 4798.728 | 9597.456 | 9597.456
Generation less aux. (approved) actual | MU/yr | 10880.6068 | 10880.6068 | 10880.6068 | 3426.3645 | 3426.3645 | 3426.3645 | 5557.7995 | 5557.7995 | 5557.7995 | 10279.0935 | 10279.0935 | 10279.0935 | 6852.729 | 6852.729 | 6852.729 | 13705.458 | 13705.458 | 13705.458 | 4522.8011 | 9045.6023 | 9045.6023
GCV of Coal | Kcal/Kg | 3438 | 3438 | 3438 | 3438 | 3438 | 3438 | 2599 | 2599 | 2599 | 2599 | 2599 | 2599 | 3127.6667 | 3127.6667 | 3127.6667 | 3127.6667 | 3127.6667 | 3127.6667 | 4125 | 4125 | 4125
GCV of Oil | Kcal/Lt | 9613.33 | 9613.33 | 9613.33 | 9613.33 | 9613.33 | 9613.33 | 10150.67 | 10150.67 | 10150.67 | 10150.67 | 10150.67 | 10150.67 | 9510 | 9510 | 9510 | 9510 | 9510 | 9510 | 9710 | 9710 | 9710
Specific Coal Consumption | kg/kWh
Specific Oil Consumption | ml/kWh | 0.5 | 0.5 | 0.5 | 0.5 | 0.5 | 0.5 | 0.5 | 0.5 | 0.5 | 0.5 | 0.5 | 0.5 | 0.5 | 0.5 | 0.5 | 0.5 | 0.5 | 0.5 | 0.5 | 0.5 | 0.5
Coal Price | Rs/Mt | 3894.07 | 3894.07 | 3894.07 | 3894.07 | 3894.07 | 3894.07 | 2825.8967 | 2825.8967 | 2825.8967 | 2825.9 | 2825.9 | 2825.9 | 1964.74 | 1964.74 | 1964.74 | 1964.74 | 1964.74 | 1964.74 | 5028 | 5028 | 5028
Oil Price | Rs/Kl | 49542.41 | 49542.41 | 49542.41 | 49542.41 | 49542.41 | 49542.41 | 54826.82 | 54826.82 | 54826.82 | 54826.82 | 54826.82 | 54826.82 | 47739.24 | 47739.24 | 47739.24 | 47739.24 | 47739.24 | 47739.24 | 76467 | 76467 | 76467
Station Heat Rate | Kcal/kwh | 2403.13 | 2403.13 | 2403.13 | 2436.621 | 2436.621 | 2436.621 | 2450 | 2450 | 2450 | 2425 | 2425 | 2425 | 2375 | 2375 | 2375 | 2375 | 2375 | 2375 | 2294.76 | 2294.76 | 2294.76
Approved capital cost | Rs.Crs | 3330.7269 | 3413.1857 | 3413.1857 | 2516.0079 | 2534.2379 | 2534.2379 | 2203.7058 | 2237.8558 | 2237.8558 | 5539.9525 | 5615.2975 | 5615.2975 | 2706.8525 | 2817.1425 | 2817.1425 | 5444.8233 | 5619.9833 | 5619.9833 | 9014.1327 | 10345.7058 | 10345.7058
Approved Equity | Rs.Crs | 1606.9555 | 1631.6931 | 1631.6931 | 754.8024 | 760.2714 | 760.2714 | 1066.5205 | 1076.7655 | 1076.7655 | 1661.9857 | 1684.5892 | 1684.5892 | 1313.782 | 1346.869 | 1346.869 | 1633.447 | 1685.995 | 1685.995 | 2704.2398 | 3103.7117 | 3103.7117
Gross Loan | Rs.Crs | 1705.3 | 1742.2234 | 1742.2234 | 1748.4445 | 1773.9665 | 1773.9665 | 1134.7702 | 1139.6002 | 1139.6002 | 3848.5492 | 3867.2042 | 3867.2042 | 1351.9106 | 1434.2306 | 1434.2306 | 3765.3863 | 3857.3663 | 3857.3663 | 6241.6125 | 7082.9214 | 7082.9214
Net Loan | Rs.Crs | 0 | 0 | 0 | 1294.2119 | 1164.3741 | 1164.3741 | 0 | 0 | 0 | 2275.5498 | 2013.6547 | 2013.6547 | 0 | 0 | 0 | 179.3827 | 0 | 0 | 5903.3148 | 6307.8423 | 6307.8423
Rate of Interest | % | 6.69% | 7.31% | 7.31% | 9.823% | 9.785% | 9.785% | 2.34% | 2.34% | 2.34% | 8.722% | 9.039% | 9.039% | 8.8% | 8.456% | 8.456% | 8.16% | 8.17% | 8.17% | 8.037% | 8.128% | 8.128%
Rate of Return (upto 31.10.98) | %
Rate of Return (wef 31.10.98) | %
Current Capital Costs | Rs. lakhs | 3330.7269 | 3413.1857 | 3413.1857 | 2516.0079 | 2534.2379 | 2534.2379 | 2203.7058 | 2237.8558 | 2237.8558 | 5539.9525 | 5615.2975 | 5615.2975 | 2706.8525 | 2817.1425 | 2817.1425 | 5444.8233 | 5619.9833 | 5619.9833 | 9014.1327 | 10345.7058 | 10345.7058
Base year for current capital costs | Year
O&M Escalation factor | %
Rate of O&M Expenses | %
Rate of Depreciation | % | na |  |  | 5.123% | 5.123% | 5.123% | na | na |  | 5.116% | 5.116% | 5.116% | na | na | na | 5.18% | 5.18% | 5.18% | 5.151% | 5.158% | 5.158%
Rate of Interest on Working Capital | % | 13.5% | 13.5% | 13.5% | 13.5% | 13.5% | 13.5% | 13.5% | 13.5% | 13.5% | 13.5% | 13.5% | 13.5% | 13.5% | 13.5% | 13.5% | 13.5% | 13.5% | 13.5% | 13.5% | 13.5% | 13.5%
Tax Rate | % | 23.94% | 23.94% | 23.94% | 23.94% | 23.94% | 23.94% | 23.94% | 23.94% | 23.94% | 23.94% | 23.94% | 23.94% | 23.94% | 23.94% | 23.94% | 23.94% | 23.94% | 23.94% | 22.58% | 22.58% | 22.58%
Energy Charge Rate (ECR) | p/kWh | 293.083 | 293.08 | 293.08 | 294.873 | 294.873 | 294.873 | 295.141 | 295.141 | 295.141 | 282.08 | 282.08 | 282.08 | 160.511 | 160.511 | 160.511 | 160.511 | 160.511 | 160.511 | 300.182 | 300.182 | 300.182
Fixed Charges
O&M Expenses | Rs.Crs | 331.0583 | 351.9018 | 351.9018 | 87.1577 | 92.6416 | 92.6416 | 213.36 | 226.8 | 226.8 | 255.15 | 271.2 | 271.2 | 191.3736 | 203.4245 | 203.4245 | 382.7472 | 406.849 | 406.849 | 183.216 | 222.0901 | 222.0901
Depreciation | Rs.Crs | 106.0772 | 136.6175 | 136.6175 | 128.9038 | 129.8378 | 129.8378 | 56.1505 | 61.6883 | 61.6883 | 283.4201 | 287.2747 | 287.2747 | 83.1369 | 99.708 | 99.708 | 282.0527 | 291.1264 | 291.1264 | 464.5319 | 533.6212 | 533.6212
Interest on loan | Rs.Crs | 0 | 0 | 0 | 132.2134 | 120.2839 | 120.2839 | 0 | 0 | 0 | 187.0538 | 172.8182 | 172.8182 | 0 | 0 | 0 | 7.3168 | 0 | 0 | 480.251 | 521.4776 | 521.4776
Return on Equity | Rs.Crs | 327.4732 | 332.5144 | 332.5144 | 153.8173 | 154.9318 | 154.9318 | 217.3408 | 219.4285 | 219.4285 | 338.6876 | 343.2938 | 343.2938 | 267.7289 | 274.4715 | 274.4715 | 332.8718 | 343.5803 | 343.5803 | 541.4376 | 621.4191 | 621.4191
Interest on Working Capital | Rs.Crs | 159.5281 | 161.2901 | 161.2901 | 61.607 | 61.593 | 61.593 | 85.9077 | 86.7372 | 86.7372 | 151.7715 | 152.3156 | 152.3156 | 64.4982 | 65.6621 | 65.6621 | 127.1667 | 128.7081 | 128.7081 | 155.4874 | 177.3946 | 177.3946
COST OF SECONDARY FUEL OIL | Rs.Crs | 26.9513 | 26.9513 | 26.9513 | 8.4871 | 8.4871 | 8.4871 | 15.2339 | 15.2339 | 15.2339 | 28.175 | 28.175 | 28.175 | 16.3575 | 16.3575 | 16.3575 | 32.7149 | 32.7149 | 32.7149 | 18.3626 | 18.3626 | 18.3626
(Compensastion allowance+ special allowance) | Rs.Crs | 51.71 | 54.5173 | 54.5173 | 0 | 0 | 0 | 6.3 | 7.35 | 7.35 | 0 | 0 | 0 | 5 | 5 | 5 | 3 | 4 | 4 | 0 | 0 | 0
Impact of FERV | Rs.Crs
TOTAL FIXED CHARGES | Rs.Crs | 975.8468 | 1036.8411 | 1036.8411 | 563.6992 | 559.2881 | 559.2881 | 579.059 | 602.004 | 602.004 | 1216.083 | 1226.9023 | 1226.9023 | 611.7376 | 648.2661 | 648.2661 | 1135.1552 | 1174.2638 | 1174.2638 | 1824.9239 | 2076.0026 | 2076.0026
FIXED CHARGES | p/kWh | 89.6868 | 95.2926 | 95.2926 | 164.5182 | 163.2308 | 163.2308 | 104.1885 | 108.317 | 108.317 | 118.3064 | 119.359 | 119.359 | 89.2692 | 94.5997 | 94.5997 | 82.825 | 85.6786 | 85.6786 | 403.4942 | 229.5041 | 229.5041
TOTAL TARIFF | p/kWh | 382.7698 | 388.3726 | 388.3726 | 459.3912 | 458.1038 | 458.1038 | 399.3295 | 403.458 | 403.458 | 400.3864 | 401.439 | 401.439 | 249.7802 | 255.1107 | 255.1107 | 243.336 | 246.1896 | 246.1896 | 703.6762 | 529.6861 | 529.6861
Year End Charges
Incentive/ (disincentive) | Rs. lakhs
Income tax | Rs. lakhs
Impact of Income Tax | p/kWh
Water cess & water tax | Rs. lakhs |  |  | 96 |  |  | 0 |  |  | 6 |  |  | 1 |  |  | 10 |  |  | 6 |  |  | 1
Impact of water cess & water tax | p/kWh
ED | Rs. lakhs |  |  | 0 |  |  | 0 |  |  | 0 |  |  | 0 |  |  | 0 |  |  | 186
ED | p/kWh | [14 empty] | 390
Other Charges if any | Rs. lakhs |  |  | 31 |  |  | 19.33 |  |  | 21 |  |  | 4 |  |  | 49 |  |  | 683 |  |  | 6
Total Year End Charges | Rs. lakhs |  |  | 127 |  |  | 19.33 |  |  | 27 |  |  | 5 |  |  | 449 |  |  | 875 |  |  | 7
Total Year End Charges | p/kWh |  |  | 0.8452 |  |  | 0.33441
Total cost inclusive of year end charges | Rs.Crs
Total cost inclusive of year end charges | p/kWh
PGCIL Tr Charge | p/kWh |  |  | 27.67 |  |  | 27.67 |  |  | 27.67 |  |  | 27.67 |  |  | 27.67 |  |  | 27.67 |  |  | 27.67
Tr.Loss | % |  |  | 2.4% |  |  | 2.4% |  |  | 2.43% |  |  | 2.43% |  |  | 3.18% |  |  | 3.43% |  |  | 2.65%
TOTAL RATE INCLUDING LOSS +TRANSMISSION | p/kWh
Rate including Central loss
Gridco's Share | % |  |  | 13.81 |  |  | 16.87 |  |  | 15.4 |  |  | 2.24 |  |  | 31.97 |  |  | 10 |  |  | 14.7882
Gridco's Share of Energy excl. loss |  |  |  | 1502.6118 |  |  | 578.0277 |  |  | 855.9011 |  |  | 230.2517 |  |  | 2190.8175 |  |  | 1370.5458 |  |  | 1337.6849
Gridco's Share of Energy incl. loss | MU |  |  | 1466.5491 |  |  | 564.155 |  |  | 835.1027 |  |  | 224.6566 |  |  | 2121.1495 |  |  | 1323.5361 |  |  | 1302.2363
Gridco's Share of the Fixed Costs | Rs. Crores |  |  | 143.1878 |  |  | 94.3519 |  |  | 92.7086 |  |  | 27.4826 |  |  | 207.2507 |  |  | 117.4264 |  |  | 307.0041
Per unit Energy Charges | p/kWh |  |  | 300.2869 |  |  | 302.124 |  |  | 302.4915 |  |  | 289.1053 |  |  | 165.7829 |  |  | 166.2121 |  |  | 308.3534
Fixed Charges | p/kWh |  |  | 97.6358 |  |  | 167.2446 |  |  | 111.0146 |  |  | 122.3317 |  |  | 97.7068 |  |  | 88.7217 |  |  | 235.7515
Total Year End Charges | p/kWh |  |  | 0.88727 |  |  | 0.35106 |  |  | 0.33137 |  |  | 0.2281 |  |  | 2.1863 |  |  | 6.8459 |  |  | 0.11043
PGCIL Transmission charges | p/kWh |  |  | 27.67 |  |  | 27.67 |  |  | 27.67 |  |  | 27.67 |  |  | 27.67 |  |  | 27.67 |  |  | 27.67
Total rate incl. loss & transmission charges | p/kWh |  |  | 426.48 |  |  | 497.3897 |  |  | 441.5075 |  |  | 439.335 |  |  | 293.346 |  |  | 289.4497 |  |  | 571.8853
|  |  |  | 0.88827 |  | 55676.6
97.2937
360.49
|  |  |  | 458.672 |  | 91.6667
490.762

## T-14
Licencee : GRIDCO | [5 empty] | OERC | FORM T-14
Year End Charges for GRIDCO
PERIOD- | 1 |  |  | ACTUALS FOR PREVIOUS YEAR
| 2 |  |  | ACTUALS/EXPECTED FOR THE CURRENT YEAR
| 3 |  |  | EXPECTED FOR ENSUING YEAR
ACTUALS FOR PREVIOUS YEAR-2014-15
NAME OF GENERATOR |  | TTPS | OPGC | FSTPS-I & II | FSTPS-III | KHSTPS-I | KHSTPS-II | TSTPS-I | TSTPS-II | BSTPS-II (Unit-IV)
TOTAL DRAWAL | MU | 3363.9 | 2494.56 | 1294.82 | 618.56 | 764.31 | 196.2 | 2216.36 | 1497.98 | 57.87
INCOME TAX | Rs. crore | 0 | 37.07 | 0 | 0 | 0 | 0 | 0 | 0 | 0
INCENTIVE | Rs. crore | 13.85 | 0 | 0 | 0 | 0 | 0 | 0 | 6.56
WATER CHARGE &WATER CESS PAID/TO BE PAID | Rs. crore | 0.1848 | 6.86 | 0.96 | 0 | 0.06 | 0.01 | 0.1 | 0.06 | 0.01
ED |  | 7.9 | 5.07 | 0 | 0 | 0 | 0 | 3.9 | 1.86 | 0
FPA | Rs. crore | 0 | 27.601 | 0 | 0 | 0 | 0 | 0 | 0 | 0
FERV | Rs. crore | 0 | 0 | 0 | 0 | 0 | 0 | 0 | 0 | 0
SOC AND MOC Charges | Rs. crore | 0.3203 | 0.33 | 0.31 | 0.19 | 0.21 | 0.04 | 0.49 | 0.27 | 0.06
TOTAL | Rs. crore | 22.2551 | 76.931 | 1.27 | 0.19 | 0.27 | 0.05 | 4.49 | 8.75 | 0.07
RATE | P/KWH | 6.6159 | 30.8395 | 0.98083 | 0.30717 | 0.35326 | 0.25484 | 2.0258 | 5.8412 | 1.2096
Year End Charges for GRIDCO
PERIOD-
|  | ACTUALS/EXPECTED FOR THE CURRENT YEAR-2015-16 |  | EXPECTED FOR ENSUING YEAR 2015-16
NAME OF GENERATOR |  | TTPS | OPGC | FSTPS-I & II | FSTPS-III | KHSTPS-I | KHSTPS-II | TSTPS-I | TSTPS-II | BSTPS-II (Unit-IV)
TOTAL DRAWAL | MU | 3326.87 | 2832.6 | 1202.97 | 413.4 | 593.83 | 147.49 | 2327.55 | 1478.37 | 171.99
INCOME TAX | Rs. crore | 0 | 37.07 | 0 | 0 | 0 | 0 | 0 | 0 | 0
INCENTIVE | Rs. crore | 3.71 | 0 | 0 | 0 | 0 | 0 | 0 | 0
WATER CHARGE &WATER CESS PAID/TO BE PAID | Rs. crore | 0.24 | 7 | 0.96 | 0 | 0.06 | 0.01 | 0.11 | 0.06 | 0
ED | Rs. crore | 7.29 | 5.59 | 0 | 0 | 0 | 0 | 2.7 | 1.67 | 0
FPA | Rs. crore | 246.0217 | 0 | 0 | 0 | 0 | 0 | 0 | 0 | 0
FERV | Rs. crore | 0 | 0 | 0 | 0 | 0 | 0 | 0 | 0 | 0
OTHERS | Rs. crore | 0.38 | 0.85 | 0.34 | 0.32 | 0.23 | 0.06 | 0.59 | 0.28 | 0.08
TOTAL | Rs. crore | 257.6417 | 50.51 | 0.34 | 0.32 | 0.29 | 0.07 | 3.4 | 2.01 | 0.08
RATE | P/KWH | 77.4427 | 17.8317 | 0.28263 | 0.77407 | 0.48836 | 0.47461 | 1.4608 | 1.3596 | 0.46514
Year End Charges for GRIDCO
PERIOD-
|  | EXPECTED FOR ENSUING YEAR 2016-17 |  | EXPECTED FOR ENSUING YEAR -16-17
NAME OF GENERATOR |  | TTPS | OPGC | FSTPS-I & II | FSTPS-III | KHSTPS-I | KHSTPS-II | TSTPS-I | TSTPS-II | BSTPS-II (Unit-IV)
TOTAL DRAWAL | MU | 3150.4 | 2928.42 | 1466.42 | 564.29 | 835.15 | 224.48 | 2121.11 | 1323.54 | 1302.24
INCOME TAX | Rs. crore | 0 | 37.07 | 0 | 0 | 0 | 0 | 0 | 0 | 0
INCENTIVE | Rs. crore | 13.85 | 0 | 0 | 0 | 0 | 0 | 0 | 6.56
WATER CHARGE &WATER CESS PAID/TO BE PAID | Rs. crore | 0.1848 | 6.86 | 0.96 | 0 | 0.06 | 0.01 | 0.1 | 0.06 | 0.01
ED |  | 7.9 | 5.07 | 0 | 0 | 0 | 0 | 3.9 | 1.86 | 0
FPA | Rs. crore | 0 | 27.601 | 0 | 0 | 0 | 0 | 0 | 0 | 0
FERV | Rs. crore | 0 | 0 | 0 | 0 | 0 | 0 | 0 | 0 | 0
SOC AND MOC Charges | Rs. crore | 0.3203 | 0.33 | 0.31 | 0.19 | 0.21 | 0.04 | 0.49 | 0.27 | 0.06
TOTAL | Rs. crore | 22.2551 | 76.931 | 1.27 | 0.19 | 0.27 | 0.05 | 4.49 | 8.75 | 0.07
RATE | P/KWH | 7.0642 | 26.2705 | 0.86605 | 0.33671 | 0.3233 | 0.22274 | 2.1168 | 6.6111 | 0.053754