## 2013-14 rev-0
[8 empty] | DT.21.11.2012 |  |  | REVISION -- 0 | [10 empty] | DT.21.11.2012 |  |  | REVISION -- 0
ANTICIPATED OPTCL DEMAND VIS A VIS GENERATION AND EXCHANGE PLANNING FOR 2013 -- 2014 | [13 empty] | ANTICIPATED OPTCL DEMAND VIS A VIS GENERATION AND EXCHANGE PLANNING FOR 2013 -- 2014
|  | APRIL-2013 |  |  |  | MAY-2013 |  |  |  | JUNE-2013 | [5 empty] | JULY-2013 |  |  |  | AUGUST-2013 |  |  |  | SEPTEMBER--2013
SL. | NAME OF THE |  | PREDICTED |  |  |  | PREDICTED |  |  |  | PREDICTED |  |  | SL. | NAME OF THE |  | PREDICTED |  |  |  | PREDICTED |  |  |  | PREDICTED
NO. | POWER STATION | AVG. | TOTAL | PEAK | MINIMUM | AVG. | TOTAL | PEAK | MINIMUM | AVG. | TOTAL | PEAK | MINIMUM | NO. | POWER STATION | AVG. | TOTAL | PEAK | MINIMUM | AVG. | TOTAL | PEAK | MINIMUM | AVG. | TOTAL | PEAK | MINIMUM
|  | MW | MU | MW | MW | MW | MU | MW | MW | MW | MU | MW | MW |  |  | MW | MU | MW | MW | MW | MU | MW | MW | MW | MU | MW | MW
1 | BURLA | 30.25 | 21.78 | 100 | 0 | 29.2742 | 21.78 | 80 | 0 | 44 | 31.68 | 100 | 0 | 1 | BURLA | 163.6694 | 121.77 | 150 | 100 | 163.6694 | 121.77 | 220 | 140 | 158.125 | 113.85 | 220 | 140
2 | CHIPLIMA | 19.25 | 13.86 | 19 | 19 | 18.629 | 13.86 | 19 | 19 | 34.375 | 24.75 | 34 | 34 | 2 | CHIPLIMA | 59.879 | 44.55 | 60 | 60 | 59.879 | 44.55 | 60 | 60 | 59.125 | 42.57 | 59 | 59
3 | BALIMELA | 241.6667 | 174 | 435 | 200 | 243.2796 | 181 | 360 | 150 | 284.7222 | 205 | 435 | 200 | 3 | BALIMELA | 62.5403 | 46.53 | 150 | 10 | 98.4677 | 73.26 | 240 | 10 | 99 | 71.28 | 150 | 10
4 | RENGALI | 39.875 | 28.71 | 120 | 0 | 39.9194 | 29.7 | 110 | 0 | 39.875 | 28.71 | 110 | 0 | 4 | RENGALI | 98.4677 | 73.26 | 180 | 50 | 198.2661 | 147.51 | 250 | 150 | 167.75 | 120.78 | 250 | 100
5 | U.KOLAB | 100.375 | 72.27 | 240 | 20 | 119.7581 | 89.1 | 240 | 80 | 81.125 | 58.41 | 240 | 20 | 5 | U.KOLAB | 98.4677 | 73.26 | 240 | 20 | 98.4677 | 73.26 | 240 | 20 | 99 | 71.28 | 160 | 20
6 | U.INDRAVATI | 206.9444 | 149 | 450 | 150 | 232.5269 | 173 | 450 | 150 | 129.1667 | 93 | 300 | 0 | 6 | U.INDRAVATI | 198.2661 | 147.51 | 560 | 150 | 296.7339 | 220.77 | 600 | 150 | 247.5 | 178.2 | 600 | 50
7 | MACHHKUND(O.D) | 30 | 21.6 | 40 | 25 | 30 | 22.32 | 40 | 25 | 30 | 21.6 | 30 | 30 | 7 | MACHHKUND(O.D) | 30 | 22.32 | 40 | 25 | 30 | 22.32 | 40 | 25 | 30 | 21.6 | 40 | 25
8 | TOTAL HYDRO (1+2+3+4+5+6+7) | 668.3611 | 481.22 | 1404 | 414 | 713.3871 | 530.76 | 1299 | 424 | 643.2639 | 463.15 | 1249 | 284 | 8 | TOTAL HYDRO (1+2+3+4+5+6+7) | 711.2903 | 529.2 | 1380 | 415 | 945.4839 | 703.44 | 1650 | 555 | 860.5 | 619.56 | 1479 | 404
9 | TTPS -- I & II | 323.1944 | 232.7 | 323 | 323 | 384.9462 | 286.4 | 385 | 337 | 385.3472 | 277.45 | 385 | 385 | 9 | TTPS -- I & II | 348.8575 | 259.55 | 349 | 349 | 318.7836 | 237.175 | 319 | 319 | 348.0556 | 250.6 | 348 | 348
10 | IB T.P.S | 338.6875 | 243.855 | 339 | 339 | 337.9315 | 251.421 | 338 | 342 | 337.1764 | 242.767 | 337 | 337 | 10 | IB T.P.S | 227.3858 | 169.175 | 227 | 227 | 337.1761 | 250.859 | 337 | 337 | 337.1764 | 242.767 | 337 | 337
11 | (a) C.G.P NALCO EXPORT AT ANGUL | 20 | 14.4 | 20 | 20 | 20 | 14.88 | 20 | 20 | 20 | 14.4 | 20 | 20 | 11 | (a) C.G.P NALCO EXPORT AT ANGUL | 20 | 14.88 | 20 | 20 | 20 | 14.88 | 20 | 20 | 20 | 14.4 | 20 | 20
| (b)DAMANJODI DRAWL | 49.5083 | 35.646 | 50 | 50 | 48.3199 | 35.95 | 48 | 35 | 49.2611 | 35.468 | 49 | 49 |  | (b)DAMANJODI DRAWL | 39.9987 | 29.759 | 40 | 40 | 40.2379 | 29.937 | 35 | 35 | 42.7208 | 30.759 | 43 | 43
| (C)NET FROM NALCO(a-b) | -29.5083 | -21.246 | -30 | -30 | -28.3199 | -21.07 | -28 | -15 | -29.2611 | -21.068 | -29 | -29 |  | (C)NET FROM NALCO(a-b) | -19.9987 | -14.879 | -20 | -20 | -20.2379 | -15.057 | 7 | 7 | -22.7208 | -16.359 | -23 | -23
12 | (a) C.G.P I.C.CL EXPORT AT CHOUDWAR | 23.3333 | 16.8 | 23 | 23 | 22.7151 | 16.9 | 23 | 47 | 23.3333 | 16.8 | 23 | 23 | 12 | (a) C.G.P I.C.CL EXPORT AT CHOUDWAR | 22.7151 | 16.9 | 23 | 23 | 22.7151 | 16.9 | 23 | 23 | 23.3333 | 16.8 | 23 | 23
| (b)IMFAL DRAWL | 20.5556 | 14.8 | 30 | 30 | 19.8925 | 14.8 | 20 | 30 | 20.5556 | 14.8 | 21 | 21 |  | (b)IMFAL DRAWL | 19.8925 | 14.8 | 20 | 20 | 19.8925 | 14.8 | 20 | 20 | 20.5556 | 14.8 | 21 | 21
| (C)NET FROM I.C.C.L(a-b) | 2.7778 | 2 | -7 | -7 | 2.8226 | 2.1 | 3 | 17 | 2.7778 | 2 | 3 | 3 |  | (C)NET FROM I.C.C.L(a-b) | 2.8226 | 2.1 | 3 | 3 | 2.8226 | 2.1 | 3 | 3 | 2.7778 | 2 | 3 | 3
13 | C.G.P RSP | 0 | 0 | 0 | 0 | 0 | 0 | 0 | 0 | 0 | 0 | 0 | 0 | 13 | C.G.P RSP | 0 | 0 | 0 | 0 | 0 | 0 | 0 | 0 | 0 | 0 | 0 | 0
14 | C.G.P HINDALCO | 9 | 6.48 | 9 | 9 | 9 | 6.696 | 9 | 9 | 9 | 6.48 | 9 | 9 | 14 | C.G.P HINDALCO | 9 | 6.696 | 9 | 9 | 9 | 6.696 | 9 | 9 | 9 | 6.48 | 9 | 9
15 | C.G.P NINL | 0 | 0 | 0 | 0 | 0 | 0 | 0 | 0 | 0 | 0 | 0 | 0 | 15 | C.G.P NINL | 0 | 0 | 0 | 0 | 0 | 0 | 0 | 0 | 0 | 0 | 0 | 0
16 | C.G.P NBVL | 27 | 19.44 | 27 | 27 | 27 | 20.088 | 27 | 27 | 10.3333 | 7.44 | 10 | 10 | 16 | C.G.P NBVL | 27 | 20.088 | 27 | 27 | 27 | 20.088 | 27 | 27 | 27 | 19.44 | 27 | 27
17 | C.G.P BHUSAN,SBP | 25 | 18 | 25 | 25 | 25 | 18.6 | 25 | 25 | 25 | 18 | 25 | 25 | 17 | C.G.P BHUSAN,SBP | 25 | 18.6 | 25 | 25 | 25 | 18.6 | 25 | 25 | 25 | 18 | 25 | 25
18 | C.G.P ARATI STEEL(CGP) | 3 | 2.16 | 3 | 3 | 6 | 4.464 | 6 | 6 | 6 | 4.32 | 6 | 6 | 18 | C.G.P ARATI STEEL(CGP) | 6 | 4.464 | 6 | 6 | 6 | 4.464 | 6 | 6 | 6 | 4.32 | 6 | 6
19 | C.G.P ARATI STEEL(IPP) | 5 | 3.6 | 5 | 5 | 4.8387 | 3.6 | 5 | 5 | 5 | 3.6 | 5 | 5 | 19 | C.G.P ARATI STEEL(IPP) | 4.0323 | 3 | 4 | 4 | 2.0161 | 1.5 | 2 | 2 | 4.1667 | 3 | 4 | 4
20 | C.G.P B.S.S.L,MRMDL | 48.51 | 34.9272 | 49 | 49 | 48.51 | 36.0915 | 49 | 49 | 48.51 | 34.9272 | 49 | 49 | 20 | C.G.P B.S.S.L,MRMDL | 48.51 | 36.0915 | 49 | 49 | 48.51 | 36.0915 | 49 | 49 | 48.51 | 34.9272 | 49 | 49
21 | C.G.P VEDANT,JSG | 20 | 14.4 | 20 | 20 | 19.9906 | 14.873 | 20 | 20 | 20 | 14.4 | 20 | 20 | 21 | C.G.P VEDANT,JSG | 19.9906 | 14.873 | 20 | 20 | 19.9906 | 14.873 | 20 | 20 | 20 | 14.4 | 20 | 20
22 | C.G.P VEDANT,LANJIGARH | 3 | 2.16 | 3 | 3 | 2.9973 | 2.23 | 3 | 3 | 3 | 2.16 | 3 | 3 | 22 | C.G.P VEDANT,LANJIGARH | 2.9973 | 2.23 | 3 | 3 | 2.9973 | 2.23 | 3 | 3 | 3 | 2.16 | 3 | 3
23 | C.G.P T.S.I.L | 16.7625 | 12.069 | 17 | 17 | 16.7625 | 12.4713 | 17 | 17 | 12.9375 | 9.315 | 13 | 13 | 23 | C.G.P T.S.I.L | 16.7625 | 12.4713 | 17 | 17 | 14.6797 | 10.9217 | 15 | 15 | 16.7625 | 12.069 | 17 | 17
24 | C.G.P SHYAM DRI | 0 | 0 | 0 | 0 | 0 | 0 | 0 | 0 | 0 | 0 | 0 | 0 | 24 | C.G.P SHYAM DRI | 0 | 0 | 0 | 0 | 0 | 0 | 0 | 0 | 0 | 0 | 0 | 0
25 | C.G.P JINDAL | 50 | 36 | 50 | 50 | 50 | 37.2 | 50 | 50 | 50 | 36 | 50 | 50 | 25 | C.G.P JINDAL | 50 | 37.2 | 50 | 50 | 50 | 37.2 | 50 | 50 | 50 | 36 | 50 | 50
26 | C.G.P VISA | 0 | 0 | 0 | 0 | 0 | 0 | 0 | 0 | 0 | 0 | 0 | 0 | 26 | C.G.P VISA | 0 | 0 | 0 | 0 | 0 | 0 | 0 | 0 | 0 | 0 | 0 | 0
27 | C.G.P PSAL | 3.5 | 2.52 | 4 | 4 | 2.2903 | 1.704 | 2 | 2 | 3.5 | 2.52 | 4 | 4 | 27 | C.G.P PSAL | 1 | 0.744 | 1 | 1 | 0.51613 | 0.384 | 1 | 1 | 1.55 | 1.116 | 2 | 2
28 | C.G.P ARYAN | 7.9909 | 5.7534 | 8 | 8 | 7.9909 | 5.9452 | 8 | 8 | 7.9909 | 5.7534 | 8 | 8 | 28 | C.G.P ARYAN | 7.9909 | 5.9452 | 8 | 8 | 7.9909 | 5.9452 | 8 | 8 | 7.9909 | 5.7534 | 8 | 8
29 | C.G.P ACTION | 0 | 0 | 0 | 0 | 0 | 0 | 0 | 0 | 0 | 0 | 0 | 0 | 29 | C.G.P ACTION | 0 | 0 | 0 | 0 | 0 | 0 | 0 | 0 | 0 | 0 | 0 | 0
30 | C.G.P RATHI | 0.97222 | 0.7 | 1 | 1 | 0.94086 | 0.7 | 1 | 1 | 0.97222 | 0.7 | 1 | 1 | 30 | C.G.P RATHI | 0.94086 | 0.7 | 1 | 1 | 0.94086 | 0.7 | 1 | 1 | 0.97222 | 0.7 | 1 | 1
31 | C.G.P. IFFCO | 0.83333 | 0.6 | 1 | 1 | 0.80645 | 0.6 | 1 | 1 | 0.83333 | 0.6 | 1 | 1 | 31 | C.G.P. IFFCO | 0.80645 | 0.6 | 1 | 1 | 0.80645 | 0.6 | 1 | 1 | 0.83333 | 0.6 | 1 | 1
32 | C.G.P DINABANDHU | 0 | 0 | 0 | 0 | 0 | 0 | 0 | 0 | 0 | 0 | 0 | 0 | 32 | C.G.P DINABANDHU | 0 | 0 | 0 | 0 | 0 | 0 | 0 | 0 | 0 | 0 | 0 | 0
33 | C.G.P OSIL | 0 | 0 | 0 | 0 | 0 | 0 | 0 | 0 | 0 | 0 | 0 | 0 | 33 | C.G.P OSIL | 0 | 0 | 0 | 0 | 0 | 0 | 0 | 0 | 0 | 0 | 0 | 0
34 | C.G.P NARBHREM | 1.3889 | 1 | 1 | 1 | 1.3441 | 1 | 1 | 1 | 1.3889 | 1 | 1 | 1 | 34 | C.G.P NARBHREM | 1.3441 | 1 | 1 | 1 | 1.3441 | 1 | 1 | 1 | 1.3889 | 1 | 1 | 1
35 | C.G.P J.S.P.L | 100 | 72 | 100 | 100 | 100 | 74.4 | 100 | 100 | 100 | 72 | 100 | 100 | 35 | C.G.P J.S.P.L | 100 | 74.4 | 100 | 100 | 100 | 74.4 | 100 | 100 | 100 | 72 | 100 | 100
36 | C.G.P MAHESWARI | 0 | 0 | 0 | 0 | 0 | 0 | 0 | 0 | 0 | 0 | 0 | 0 | 36 | C.G.P MAHESWARI | 0 | 0 | 0 | 0 | 0 | 0 | 0 | 0 | 0 | 0 | 0 | 0
37 | I.P.P STARLITE | 497.5 | 358.2 | 498 | 498 | 497.1774 | 369.9 | 497 | 497 | 497.5 | 358.2 | 498 | 498 | 37 | I.P.P STARLITE | 497.1774 | 369.9 | 497 | 497 | 497.1774 | 369.9 | 497 | 497 | 497.5 | 358.2 | 498 | 498
38 | TOTAL THERMAL (9+10+11A+12A+13+14+15+16+17+18+19+20+21+22+23+24+25+26+27+28+29+30+31+32+33+34+35+36+37) | 1524.6731 | 1097.7647 | 1526 | 1526 | 1586.2419 | 1180.164 | 1587 | 1567 | 1567.8231 | 1128.8327 | 1568 | 1568 | 38 | TOTAL THERMAL (9+10+11A+12A+13+14+15+16+17+18+19+20+21+22+23+24+25+26+27+28+29+30+31+32+33+34+35+36+37) | 1437.5107 | 1069.508 | 1438 | 1438 | 1512.6443 | 1125.4074 | 1514 | 1514 | 1548.2398 | 1114.7327 | 1549 | 1549
39 | OPCL(Small Hydro) | 7.3925 | 5.5 | 7 | 7 | 9.6774 | 7.2 | 10 | 10 | 5.1389 | 3.7 | 5 | 5 | 39 | OPCL(Small Hydro) | 12.7688 | 9.5 | 13 | 13 | 13.8441 | 10.3 | 14 | 14 | 9.7222 | 7 | 10 | 10
40 | MEENAKSHI I.P.P (Hydro) | 14.5161 | 10.8 | 15 | 15 | 15 | 11.16 | 15 | 15 | 15 | 10.8 | 15 | 15 | 40 | MEENAKSHI I.P.P (Hydro) | 15 | 11.16 | 15 | 15 | 15 | 11.16 | 15 | 15 | 15 | 10.8 | 15 | 15
41 | TOTAL AVAILABILITY | 2144.1998 | 1595.2847 | 2952 | 1962 | 2324.3064 | 1729.284 | 2911 | 2016 | 2231.2259 | 1606.4827 | 2837 | 1872 | 41 | TOTAL AVAILABILITY | 2176.5699 | 1619.368 | 2846 | 1881 | 2486.9723 | 1850.3074 | 3193 | 2098 | 2433.462 | 1752.0927 | 3053 | 1978
| IN ORISSA(8+38+39+40) | [13 empty] | IN ORISSA(8+38+39+40)
42 | C.S SUPPORT | 790.3226 | 588 | 790 | 790 | 853.4946 | 635 | 853 | 853 | 887.5 | 639 | 888 | 888 | 42 | C.S SUPPORT | 884.4086 | 658 | 884 | 884 | 869.6237 | 647 | 870 | 870 | 758.3333 | 546 | 758 | 758
43 | TOTAL AVAILABILITY FROM ALL SOURCES (41+42) | 2934.5224 | 2183.2847 | 3742 | 2752 | 3177.801 | 2364.284 | 3764 | 2869 | 3118.7259 | 2245.4827 | 3725 | 2760 | 43 | TOTAL AVAILABILITY FROM ALL SOURCES (41+42) | 3060.9785 | 2277.368 | 3730 | 2765 | 3356.5959 | 2497.3074 | 4063 | 2968 | 3191.7954 | 2298.0927 | 3811 | 2736
44 | GRID DEMAND EXCLUDING RSP & INDAL DRAWL | 2841.3978 | 2114 | 3616 | 2806 | 2992.9973 | 2226.79 | 3613 | 2783 | 3049 | 2195.28 | 3624 | 2784 | 44 | GRID DEMAND EXCLUDING RSP & INDAL DRAWL | 3033.8105 | 2257.155 | 3634 | 2734 | 3015.6505 | 2243.644 | 3626 | 2726 | 3017.1708 | 2172.363 | 3577 | 2677
| RSP DRAWL | 24.1935 | 18 | 24 | 24 | 27.0027 | 20.09 | 27 | 27 | 26 | 18.72 | 26 | 26 |  | RSP DRAWL | 16.1895 | 12.045 | 16 | 16 | 24.3495 | 18.116 | 24 | 24 | 22.8292 | 16.437 | 23 | 23
| INDAL DRAWL | 0 | 0 | 0 | 0 | 0 | 0 | 0 | 0 | 0 | 0 | 0 | 0 |  | INDAL DRAWL | 0 | 0 | 0 | 0 | 0 | 0 | 0 | 0 | 0 | 0 | 0 | 0
45 | GRID DEMAND INCLUDING RSP, INDAL, IMFAL & DAMANJODI DRAWL | 3070 | 2132 | 3640 | 2830 | 3020 | 2246.88 | 3640 | 2810 | 3075 | 2214 | 3650 | 2810 | 45 | GRID DEMAND INCLUDING RSP, INDAL, IMFAL & DAMANJODI DRAWL | 3050 | 2269.2 | 3650 | 2750 | 3040 | 2261.76 | 3650 | 2750 | 3040 | 2188.8 | 3600 | 2700
46 | SURPLUS(+)/DEFICIT(-) (43-45) | 68.931 | 51.2847 | 102 | -78 | 157.801 | 117.404 | 124 | 59 | 43.7259 | 31.4827 | 75 | -50 | 46 | SURPLUS(+)/DEFICIT(-) (43-45) | 10.9785 | 8.168 | 80 | 15 | 316.5959 | 235.5474 | 413 | 218 | 151.7954 | 109.2927 | 211 | 36
N.B:- | 1. GENERATION PLANING FOR HYDRO POWER STATIONS IS BASED ON ASSESSMENT OF OHPC | [12 empty] | N.B:- | 1. GENERATION PLANING FOR HYDRO POWER STATIONS IS BASED ON ASSESSMENT OF OHPC
| 2. GENERATION FIGURES ARE EXCLUDING AUXILLIARIES. | [13 empty] | 2. GENERATION FIGURES ARE EXCLUDING AUXILLIARIES.
| 3. SL NO. 45 INDICATES GRID DEMAND (EX - BUS DEMAND) WHICH INCLUDES RSP,INDAL,IMFAL & DAMANJODI LOADS. | [13 empty] | 3. SL NO. 45 INDICATES GRID DEMAND (EX - BUS DEMAND) WHICH INCLUDES RSP,INDAL,IMFAL & DAMANJODI LOADS.
[8 empty] | DT.21.11.2012 |  |  | REVISION -- 0 | [10 empty] | DT.21.11.2012 |  |  | REVISION -- 0
ANTICIPATED OPTCL DEMAND VIS A VIS GENERATION AND EXCHANGE PLANNING FOR 2013 -- 2014 | [13 empty] | ANTICIPATED OPTCL DEMAND VIS A VIS GENERATION AND EXCHANGE PLANNING FOR 2013 -- 2014
|  | OCTOBER--2013 |  |  |  | NOVEMBER--2013 |  |  |  | DECEMBER-2013 | [5 empty] | JANUARY-2014 |  |  |  | FEBRUARY-2014 |  |  |  | MARCH-2014 |  |  |  | TOTAL FOR THE YEAR
SL. | NAME OF THE |  | PREDICTED |  |  |  | PREDICTED |  |  |  | PREDICTED |  |  | SL. | NAME OF THE |  | PREDICTED |  |  |  | PREDICTED |  |  |  | PREDICTED |  |  | PREDICTED
NO. | POWER STATION | AVG. | TOTAL | PEAK | MINIMUM | AVG. | TOTAL | PEAK | MINIMUM | AVG. | TOTAL | PEAK | MINIMUM | NO. | POWER STATION | AVG. | TOTAL | PEAK | MINIMUM | AVG. | TOTAL | PEAK | MINIMUM | AVG. | TOTAL | PEAK | MINIMUM | AVERAGE | TOTAL
|  | MW | MU | MW | MW | MW | MU | MW | MW | MW | MU | MW | MW |  |  | MW | MU | MW | MW | MW | MU | MW | MW | MW | MU | MW | MW | MW | MU
1 | BURLA | 118.4274 | 88.11 | 180 | 80 | 49.5 | 35.64 | 100 | 10 | 49.2339 | 36.63 | 90 | 0 | 1 | BURLA | 39.9194 | 29.7 | 90 | 0 | 39.7768 | 26.73 | 80 | 0 | 45.2419 | 33.66 | 80 | 0 | 77.9795 | 683.1 | #REF! | #REF!
2 | CHIPLIMA | 59.879 | 44.55 | 60 | 60 | 0 | 0 | 0 | 0 | 39.9194 | 29.7 | 40 | 40 | 2 | CHIPLIMA | 29.2742 | 21.78 | 29 | 29 | 29.4643 | 19.8 | 29 | 29 | 34.5968 | 25.74 | 35 | 35 | 37.1815 | 325.71 | #REF! | #REF!
3 | BALIMELA | 98.4677 | 73.26 | 150 | 10 | 99 | 71.28 | 140 | 20 | 89.1532 | 66.33 | 150 | 20 | 3 | BALIMELA | 98.4677 | 73.26 | 150 | 20 | 98.7054 | 66.33 | 150 | 20 | 95.8065 | 71.28 | 150 | 30 | 133.8824 | 1172.81 | #REF! | #REF!
4 | RENGALI | 49.2339 | 36.63 | 150 | 35 | 49.5 | 35.64 | 100 | 0 | 49.2339 | 36.63 | 100 | 0 | 4 | RENGALI | 49.2339 | 36.63 | 100 | 0 | 39.7768 | 26.73 | 100 | 0 | 47.9032 | 35.64 | 100 | 0 | 72.6678 | 636.57 | #REF! | #REF!
5 | U.KOLAB | 98.4677 | 73.26 | 160 | 20 | 99 | 71.28 | 160 | 20 | 49.2339 | 36.63 | 160 | 0 | 5 | U.KOLAB | 98.4677 | 73.26 | 160 | 0 | 98.7054 | 66.33 | 160 | 0 | 98.4677 | 73.26 | 160 | 20 | 94.9315 | 831.6 | #REF! | #REF!
6 | U.INDRAVATI | 247.5 | 184.14 | 500 | 50 | 247.5 | 178.2 | 450 | 110 | 149.0323 | 110.88 | 450 | 0 | 6 | U.INDRAVATI | 198.2661 | 147.51 | 450 | 150 | 247.5 | 166.32 | 600 | 150 | 267.4597 | 198.99 | 600 | 200 | 222.3196 | 1947.52 | #REF! | #REF!
7 | MACHHKUND(O.D) | 30 | 22.32 | 40 | 25 | 30 | 21.6 | 40 | 25 | 30 | 22.32 | 40 | 25 | 7 | MACHHKUND(O.D) | 30 | 22.32 | 40 | 25 | 30 | 20.16 | 40 | 25 | 30 | 22.32 | 40 | 25 | 30 | 262.8 | #REF! | #REF!
8 | TOTAL HYDRO (1+2+3+4+5+6+7) | 701.9758 | 522.27 | 1240 | 280 | 574.5 | 413.64 | 990 | 185 | 455.8065 | 339.12 | 1030 | 85 | 8 | TOTAL HYDRO (1+2+3+4+5+6+7) | 543.629 | 404.46 | 1019 | 224 | 583.9286 | 392.4 | 1159 | 224 | 619.4758 | 460.89 | 1165 | 310 | 668.9623 | 5860.11 | #REF! | #REF!
9 | TTPS -- I & II | 354.8723 | 264.025 | 355 | 355 | 379.1319 | 272.975 | 379 | 379 | 390.961 | 290.875 | 391 | 391 | 9 | TTPS -- I & II | 390.961 | 290.875 | 391 | 391 | 386.2351 | 259.55 | 386 | 386 | 387.3522 | 288.19 | 387 | 387 | 366.48 | 3210.365
10 | IB T.P.S | 340.2003 | 253.109 | 340 | 340 | 169.1556 | 121.792 | 169 | 169 | 174.0269 | 129.476 | 174 | 174 | 10 | IB T.P.S | 342.0901 | 254.515 | 342 | 342 | 342.0893 | 229.884 | 342 | 342 | 340.2003 | 253.109 | 340 | 340 | 301.6814 | 2642.729
11 | (a) C.G.P NALCO EXPORT AT ANGUL | 20 | 14.88 | 20 | 20 | 20 | 14.4 | 20 | 20 | 20 | 14.88 | 20 | 20 | 11 | (a) C.G.P NALCO EXPORT AT ANGUL | 20 | 14.88 | 20 | 20 | 20 | 13.44 | 20 | 20 | 20 | 14.88 | 20 | 20 | 20 | 175.2
| (b)DAMANJODI DRAWL | 45.2231 | 33.646 | 45 | 45 | 51.3194 | 36.95 | 51 | 51 | 39.6263 | 29.482 | 40 | 40 |  | (b)DAMANJODI DRAWL | 39.8642 | 29.659 | 40 | 40 | 36.6131 | 24.604 | 37 | 37 | 39.8159 | 29.623 | 40 | 40 | 43.5483 | 381.483
| (C)NET FROM NALCO(a-b) | -25.2231 | -18.766 | -25 | -25 | -31.3194 | -22.55 | -31 | -31 | -19.6263 | -14.602 | -20 | -20 |  | (C)NET FROM NALCO(a-b) | -19.8642 | -14.779 | -20 | -20 | -16.6131 | -11.164 | -17 | -17 | -19.8159 | -14.743 | -20 | -20 | -23.5483 | -206.283
12 | (a) C.G.P I.C.CL EXPORT AT CHOUDWAR | 42.4731 | 31.6 | 42 | 42 | 43.8889 | 31.6 | 44 | 44 | 42.4731 | 31.6 | 42 | 42 | 12 | (a) C.G.P I.C.CL EXPORT AT CHOUDWAR | 42.4731 | 31.6 | 42 | 42 | 46.875 | 31.5 | 47 | 47 | 42.4731 | 31.6 | 42 | 42 | 33.1735 | 290.6
| (b)IMFAL DRAWL | 38.9785 | 29 | 39 | 39 | 40.2778 | 29 | 40 | 40 | 38.9785 | 29 | 39 | 39 |  | (b)IMFAL DRAWL | 38.9785 | 29 | 39 | 39 | 43.1548 | 29 | 43 | 43 | 38.9785 | 29 | 39 | 39 | 30 | 262.8
| (C)NET FROM I.C.C.L(a-b) | 3.4946 | 2.6 | 3 | 3 | 3.6111 | 2.6 | 4 | 4 | 3.4946 | 2.6 | 3 | 3 |  | (C)NET FROM I.C.C.L(a-b) | 3.4946 | 2.6 | 3 | 3 | 3.7202 | 2.5 | 4 | 4 | 3.4946 | 2.6 | 3 | 3 | 3.1735 | 27.8
13 | C.G.P RSP | 0.49731 | 0.37 | 0 | 0 | 0 | 0 | 0 | 0 | 0 | 0 | 0 | 0 | 13 | C.G.P RSP | 0 | 0 | 0 | 0 | 0 | 0 | 0 | 0 | 0 | 0 | 0 | 0 | 0.042237 | 0.37
14 | C.G.P HINDALCO | 9 | 6.696 | 9 | 9 | 9 | 6.48 | 9 | 9 | 9 | 6.696 | 9 | 9 | 14 | C.G.P HINDALCO | 9 | 6.696 | 9 | 9 | 9 | 6.048 | 9 | 9 | 9 | 6.696 | 9 | 9 | 9 | 78.84
15 | C.G.P NINL | 0 | 0 | 0 | 0 | 0 | 0 | 0 | 0 | 0 | 0 | 0 | 0 | 15 | C.G.P NINL | 0 | 0 | 0 | 0 | 0 | 0 | 0 | 0 | 0 | 0 | 0 | 0 | 0 | 0
16 | C.G.P NBVL | 27 | 20.088 | 27 | 27 | 27 | 19.44 | 27 | 27 | 27 | 20.088 | 27 | 27 | 16 | C.G.P NBVL | 27 | 20.088 | 27 | 27 | 27 | 18.144 | 27 | 27 | 27 | 20.088 | 27 | 27 | 25.6301 | 224.52
17 | C.G.P BHUSAN,SBP | 25 | 18.6 | 25 | 25 | 25 | 18 | 25 | 25 | 25 | 18.6 | 25 | 25 | 17 | C.G.P BHUSAN,SBP | 25 | 18.6 | 25 | 25 | 25.8929 | 17.4 | 26 | 26 | 25 | 18.6 | 25 | 25 | 25.0685 | 219.6
18 | C.G.P ARATI STEEL(CGP) | 6 | 4.464 | 6 | 6 | 6.2 | 4.464 | 6 | 6 | 6 | 4.464 | 6 | 6 | 18 | C.G.P ARATI STEEL(CGP) | 6 | 4.464 | 6 | 6 | 6.4286 | 4.32 | 6 | 6 | 6 | 4.464 | 6 | 6 | 5.8027 | 50.832
19 | C.G.P ARATI STEEL(IPP) | 4.8387 | 3.6 | 5 | 5 | 5 | 3.6 | 5 | 5 | 4.8387 | 3.6 | 5 | 5 | 19 | C.G.P ARATI STEEL(IPP) | 4.8387 | 3.6 | 5 | 5 | 5.3571 | 3.6 | 5 | 5 | 4.8387 | 3.6 | 5 | 5 | 4.5548 | 39.9
20 | C.G.P B.S.S.L,MRMDL | 48.51 | 36.0915 | 49 | 49 | 48.51 | 34.9272 | 49 | 49 | 48.51 | 36.0915 | 49 | 49 | 20 | C.G.P B.S.S.L,MRMDL | 48.51 | 36.0915 | 49 | 49 | 48.51 | 32.5988 | 49 | 49 | 48.51 | 36.0915 | 49 | 49 | 48.51 | 424.948
21 | C.G.P VEDANT,JSG | 19.9906 | 14.873 | 20 | 20 | 20 | 14.4 | 20 | 20 | 19.9906 | 14.873 | 20 | 20 | 21 | C.G.P VEDANT,JSG | 19.9906 | 14.873 | 20 | 20 | 20 | 13.44 | 20 | 20 | 19.9906 | 14.873 | 20 | 20 | 19.9944 | 175.151
22 | C.G.P VEDANT,LANJIGARH | 2.9973 | 2.23 | 3 | 3 | 3 | 2.16 | 3 | 3 | 2.9973 | 2.23 | 3 | 3 | 22 | C.G.P VEDANT,LANJIGARH | 2.9973 | 2.23 | 3 | 3 | 3.006 | 2.02 | 3 | 3 | 2.9973 | 2.23 | 3 | 3 | 2.9989 | 26.27
23 | C.G.P T.S.I.L | 14.7567 | 10.979 | 15 | 15 | 13.9847 | 10.069 | 14 | 14 | 12.8616 | 9.569 | 13 | 13 | 23 | C.G.P T.S.I.L | 14.1743 | 10.5457 | 14 | 14 | 18.6692 | 12.5457 | 19 | 19 | 14.8571 | 11.0537 | 15 | 15 | 15.3059 | 134.0794
24 | C.G.P SHYAM DRI | 0 | 0 | 0 | 0 | 0 | 0 | 0 | 0 | 0 | 0 | 0 | 0 | 24 | C.G.P SHYAM DRI | 0 | 0 | 0 | 0 | 0 | 0 | 0 | 0 | 0 | 0 | 0 | 0 | 0 | 0
25 | C.G.P JINDAL | 50 | 37.2 | 50 | 50 | 50 | 36 | 50 | 50 | 50 | 37.2 | 50 | 50 | 25 | C.G.P JINDAL | 50 | 37.2 | 50 | 50 | 50 | 33.6 | 50 | 50 | 50 | 37.2 | 50 | 50 | 50 | 438
26 | C.G.P VISA | 0 | 0 | 0 | 0 | 0 | 0 | 0 | 0 | 0 | 0 | 0 | 0 | 26 | C.G.P VISA | 0 | 0 | 0 | 0 | 0 | 0 | 0 | 0 | 0 | 0 | 0 | 0 | 0 | 0
27 | C.G.P PSAL | 3.5 | 2.604 | 4 | 4 | 2.25 | 1.62 | 2 | 2 | 3.5 | 2.604 | 4 | 4 | 27 | C.G.P PSAL | 3.5 | 2.604 | 4 | 4 | 3.5 | 2.352 | 4 | 4 | 2.1774 | 1.62 | 2 | 2 | 2.5562 | 22.392
28 | C.G.P ARYAN | 7.9909 | 5.9452 | 8 | 8 | 7.9909 | 5.7534 | 8 | 8 | 7.9909 | 5.9452 | 8 | 8 | 28 | C.G.P ARYAN | 7.9909 | 5.9452 | 8 | 8 | 7.9909 | 5.3699 | 8 | 8 | 7.9909 | 5.9452 | 8 | 8 | 7.9909 | 70
29 | C.G.P ACTION | 0 | 0 | 0 | 0 | 0 | 0 | 0 | 0 | 0 | 0 | 0 | 0 | 29 | C.G.P ACTION | 0 | 0 | 0 | 0 | 0 | 0 | 0 | 0 | 0 | 0 | 0 | 0 | 0 | 0
30 | C.G.P RATHI | 0.94086 | 0.7 | 1 | 1 | 0 | 0.7 | 0 | 0 | 0 | 0.7 | 0 | 0 | 30 | C.G.P RATHI | 0 | 0.7 | 0 | 0 | 1.0417 | 0.7 | 1 | 1 | 0.94086 | 0.7 | 1 | 1 | 0.9589 | 8.4
31 | C.G.P. IFFCO | 9.6774 | 7.2 | 10 | 10 | 10 | 7.2 | 10 | 10 | 0.80645 | 0.6 | 1 | 1 | 31 | C.G.P. IFFCO | 0.80645 | 0.6 | 1 | 1 | 0.89286 | 0.6 | 1 | 1 | 0.26882 | 0.2 | 0 | 0 | 2.2831 | 20
32 | C.G.P DINABANDHU | 0 | 0 | 0 | 0 | 0 | 0 | 0 | 0 | 0 | 0 | 0 | 0 | 32 | C.G.P DINABANDHU | 0 | 0 | 0 | 0 | 0 | 0 | 0 | 0 | 0 | 0 | 0 | 0 | 0 | 0
33 | C.G.P OSIL | 0 | 0 | 0 | 0 | 0 | 0 | 0 | 0 | 0 | 0 | 0 | 0 | 33 | C.G.P OSIL | 0 | 0 | 0 | 0 | 0 | 0 | 0 | 0 | 0 | 0 | 0 | 0 | 0 | 0
34 | C.G.P NARBHREM | 1.3441 | 1 | 1 | 1 | 1.3889 | 1 | 1 | 1 | 1.3441 | 1 | 1 | 1 | 34 | C.G.P NARBHREM | 1.3441 | 1 | 1 | 1 | 1.4881 | 1 | 1 | 1 | 1.3441 | 1 | 1 | 1 | 1.3699 | 12
35 | C.G.P J.S.P.L | 100 | 74.4 | 100 | 100 | 100 | 72 | 100 | 100 | 100 | 74.4 | 100 | 100 | 35 | C.G.P J.S.P.L | 100 | 74.4 | 100 | 100 | 100 | 67.2 | 100 | 100 | 100 | 74.4 | 100 | 100 | 100 | 876
36 | C.G.P MAHESWARI | 0 | 0 | 0 | 0 | 0 | 0 | 0 | 0 | 0 | 0 | 0 | 0 | 36 | C.G.P MAHESWARI | 0 | 0 | 0 | 0 | 0 | 0 | 0 | 0 | 0 | 0 | 0 | 0 | 0 | 0
37 | I.P.P STARLITE | 497.1774 | 369.9 | 497 | 497 | 497.5 | 358.2 | 498 | 498 | 497.1774 | 369.9 | 497 | 497 | 37 | I.P.P STARLITE | 497.1774 | 369.9 | 500 | 500 | 498.2143 | 334.8 | 500 | 500 | 497.1774 | 369.9 | 500 | 500 | 497.363 | 4356.9
38 | TOTAL THERMAL (9+10+11A+12A+13+14+15+16+17+18+19+20+21+22+23+24+25+26+27+28+29+30+31+32+33+34+35+36+37) | 1586.767 | 1180.5547 | 1587 | 1587 | 1439.9731 | 1036.7807 | 1439 | 1439 | 1445.4189 | 1075.3917 | 1445 | 1445 | 38 | TOTAL THERMAL (9+10+11A+12A+13+14+15+16+17+18+19+20+21+22+23+24+25+26+27+28+29+30+31+32+33+34+35+36+37) | 1614.7949 | 1201.4074 | 1617 | 1617 | 1622.1909 | 1090.1123 | 1624 | 1624 | 1608.1188 | 1196.4404 | 1610 | 1610 | 1540.7644 | 13497.0964
39 | OPCL(Small Hydro) | 9.1398 | 6.8 | 9 | 9 | 5.8333 | 4.2 | 6 | 6 | 6.9892 | 5.2 | 7 | 7 | 39 | OPCL(Small Hydro) | 4.3011 | 3.2 | 4 | 4 | 4.7619 | 3.2 | 5 | 5 | 6.7204 | 5 | 7 | 7 | 8.0822 | 70.8
40 | MEENAKSHI I.P.P (Hydro) | 15 | 11.16 | 15 | 15 | 15 | 10.8 | 15 | 15 | 15 | 11.16 | 15 | 15 | 40 | MEENAKSHI I.P.P (Hydro) | 15 | 11.16 | 15 | 15 | 15 | 10.08 | 15 | 15 | 15 | 11.16 | 15 | 15 | 15 | 131.4
41 | TOTAL AVAILABILITY | 2312.8826 | 1720.7847 | 2851 | 1891 | 2035.3065 | 1465.4207 | 2450 | 1645 | 1923.2146 | 1430.8717 | 2497 | 1552 | 41 | TOTAL AVAILABILITY | 2177.725 | 1620.2274 | 2655 | 1860 | 2225.8814 | 1495.7923 | 2803 | 1868 | 2249.315 | 1673.4904 | 2797 | 1942 | 2232.8089 | 19559.4064
| IN ORISSA(8+38+39+40) | [13 empty] | IN ORISSA(8+38+39+40)
42 | C.S SUPPORT | 861.5591 | 641 | 862 | 862 | 844.4444 | 608 | 844 | 844 | 823.9247 | 613 | 824 | 824 | 42 | C.S SUPPORT | 797.043 | 593 | 797 | 797 | 790.1786 | 531 | 790 | 790 | 809.1398 | 602 | 809 | 809 | 833.4475 | 7301
43 | TOTAL AVAILABILITY FROM ALL SOURCES (41+42) | 3174.4418 | 2361.7847 | 3713 | 2753 | 2879.7509 | 2073.4207 | 3294 | 2489 | 2747.1394 | 2043.8717 | 3321 | 2376 | 43 | TOTAL AVAILABILITY FROM ALL SOURCES (41+42) | 2974.768 | 2213.2274 | 3452 | 2657 | 3016.06 | 2026.7923 | 3593 | 2658 | 3058.4548 | 2275.4904 | 3606 | 2751 | 3066.2564 | 26860.4064
44 | GRID DEMAND EXCLUDING RSP & INDAL DRAWL | 3025 | 2250.6 | 3600 | 2595 | 3072.8333 | 2212.44 | 3502 | 2502 | 3052.2849 | 2270.9 | 3484 | 2484 | 44 | GRID DEMAND EXCLUDING RSP & INDAL DRAWL | 3098.1586 | 2305.03 | 3603 | 2603 | 3193.9286 | 2146.32 | 3837 | 2687 | 3197.3118 | 2378.8 | 3870 | 2850 | 3056.3153 | 26773.322
| RSP DRAWL | 50 | 37.2 | 50 | 50 | 48 | 34.56 | 48 | 48 | 65.9946 | 49.1 | 66 | 66 |  | RSP DRAWL | 47.0027 | 34.97 | 47 | 47 | 65 | 43.68 | 63 | 63 | 50 | 37.2 | 50 | 50 | 38.8263 | 340.118
| INDAL DRAWL | 0 | 0 | 0 | 0 | 0 | 0 | 0 | 0 | 0 | 0 | 0 | 0 |  | INDAL DRAWL | 0 | 0 | 0 | 0 | 0 | 0 | 0 | 0 | 0 | 0 | 0 | 0 | 0 | 0
45 | GRID DEMAND INCLUDING RSP, INDAL, IMFAL & DAMANJODI DRAWL | 3075 | 2287.8 | 3650 | 2645 | 2970 | 2247 | 3550 | 2550 | 2970 | 2320 | 3550 | 2550 | 45 | GRID DEMAND INCLUDING RSP, INDAL, IMFAL & DAMANJODI DRAWL | 3020 | 2340 | 3650 | 2650 | 3075 | 2190 | 3900 | 2750 | 3180 | 2416 | 3920 | 2900 | 3095.1416 | 27113.44
46 | SURPLUS(+)/DEFICIT(-) (43-45) | 99.4418 | 73.9847 | 63 | 108 | -241.0824 | -173.5793 | -256 | -61 | -371.1402 | -276.1283 | -229 | -174 | 46 | SURPLUS(+)/DEFICIT(-) (43-45) | -170.3933 | -126.7726 | -198 | 7 | -242.8686 | -163.2077 | -307 | -92 | -188.857 | -140.5096 | -314 | -149 | -28.8851 | -253.0336
N.B:- | 1. GENERATION PLANING FOR HYDRO POWER STATIONS IS BASED ON ASSESSMENT OF OHPC | [12 empty] | N.B:- | 1. GENERATION PLANING FOR HYDRO POWER STATIONS IS BASED ON ASSESSMENT OF OHPC
| 2. GENERATION FIGURES ARE EXCLUDING AUXILLIARIES. | [13 empty] | 2. GENERATION FIGURES ARE EXCLUDING AUXILLIARIES.
| 3. SL NO. 45 INDICATES GRID DEMAND (EX - BUS DEMAND) WHICH INCLUDES RSP,INDAL,IMFAL & DAMANJODI LOADS. | [13 empty] | 3. SL NO. 45 INDICATES GRID DEMAND (EX - BUS DEMAND) WHICH INCLUDES RSP,INDAL,IMFAL & DAMANJODI LOADS.
SR.G.M (P.S),O.P.T.C.L
BHUBANESWAR

## Maint. SCH 2013-14
DT.21.11.2012
MAINTENANCE PROGRAMME FOR FINANCIAL YEAR 2013 -- 14
UNIT NO. | FROM | TO | REASON OF MAINTENANCE | OUTAGE CAPACITY IN MW | NO. OF DAYS
BURLA
# 1 | 02.01.14 | 24.01.14 | ANNUAL MAINTENANCE | 49.5 | 23
# 2 | 04.11.13 | 30.11.13 | ANNUAL MAINTENANCE | 49.5 | 27
# 3 | 03.02.14 | 28.02.14 | ANNUAL MAINTENANCE | 32.8 | 26
# 4 | 08.04.13 | 30.04.13 | ANNUAL MAINTENANCE | 32.8 | 23
# 6 | 02.12.13 | 24.12.13 | ANNUAL MAINTENANCE | 37.5 | 23
CHIPLIMA
# 1 | 13.05.13 | 31.05.13 | ANNUAL MAINTENANCE | 24 | 19
# 1 | 01.11.13 | 30.11.13 | A.M & REPAIR OF POWER CHANNEL | 24 | 30
# 2 | 22.04.13 | 11.05.13 | ANNUAL MAINTENANCE | 24 | 20
# 2 | 01.11.13 | 30.11.13 | A.M & REPAIR OF POWER CHANNEL | 24 | 30
# 3 | 02.04.13 | 21.04.13 | ANNUAL MAINTENANCE | 24 | 20
# 3 | 01.11.13 | 30.11.13 | A.M & REPAIR OF POWER CHANNEL | 24 | 30
BALIMELA
# 1 | 01.01.14 | 31.01.14 | ANNUAL MAINTENANCE | 60 | 31
# 2 | 01.12.13 | 31.12.13 | ANNUAL MAINTENANCE | 60 | 31
# 3 | 01.02.14 | 28.02.14 | ANNUAL MAINTENANCE | 60 | 28
# 4 | 01.10.13 | 31.10.13 | ANNUAL MAINTENANCE | 60 | 31
# 5 | 01.03.14 | 31.03.14 | ANNUAL MAINTENANCE | 60 | 31
# 6 | 01.11.13 | 30.11.13 | ANNUAL MAINTENANCE | 60 | 30
# 7 | 01.09.13 | 30.09.13 | ANNUAL MAINTENANCE | 75 | 30
# 8 | 01.04.13 | 30.04.13 | ANNUAL MAINTENANCE | 75 | 30
RENGALI
# 1 | 01.03.14 | 31.03.14 | ANNUAL MAINTENANCE | 50 | 31
# 2 | 16.11.12 | 15.05.13 | CAPITAL MAINTENANCE | 50 | 181
# 3 | 16.11.13 | 15.12.13 | ANNUAL MAINTENANCE | 50 | 31
# 4 | 17.12.13 | 15.01.14 | ANNUAL MAINTENANCE | 50 | 30
# 5 | 01.02.14 | 28.02.14 | ANNUAL MAINTENANCE | 50 | 28
U.KOLAB
# 1 | 02.05.13 | 24.05.13 | ANNUAL MAINTENANCE | 80 | 23
# 2 | 01.12.13 | 15.12.13 | ANNUAL MAINTENANCE | 80 | 15
# 3 | 02.01.13 | 30.04.13 | CAPITAL MAINTENANCE | 80 | 119
# 4 | 16.11.13 | 30.11.13 | ANNUAL MAINTENANCE | 80 | 15
U.INDRAVATI
# 1 | 01.12.13 | 24.12.13 | ANNUAL MAINTENANCE | 150 | 24
# 2 | 02.05.13 | 26.05.13 | ANNUAL MAINTENANCE | 150 | 25
# 3 | 01.04.13 | 25.04.13 | ANNUAL MAINTENANCE | 150 | 25
# 4 | 01.11.13 | 25.11.13 | ANNUAL MAINTENANCE | 150 | 25
TTPS
# 1 | 19.10.13 | 02.11.13 | BOILER OVERHAUL | 60 | 15
# 2 | 17.08.13 | 15.09.13 | BOILER+TURBINE OVERHAUL | 60 | 30
# 3 | 11.07.13 | 25.07.13 | BOILER OVERHAUL | 60 | 15
# 4 | 22.09.13 | 06.10.13 | BOILER OVERHAUL | 60 | 15
# 5 | 07.04.13 | 26.04.13 | BOILER OVERHAUL | 110 | 20
# 6 | 27.07.13 | 15.08.13 | BOILER OVERHAUL | 110 | 20
IB TPS
# 1 | 01.11.13 | 30.12.13 | ESP UPGRADATION | 210 | 60
# 2 | 01.07.13 | 20.07.13 | MINOR | 210 | 20
SR.G.M (P.S),O.P.T.C.L
BHUBANESWAR

## Sheet3
STATION | UNIT | MONTH | APR | APR | APR | APR | APR | APR | APR | APR | APR | APR | APR | APR | APR | APR | APR | APR | APR | APR | APR | APR | APR | APR | APR | APR | APR | APR | APR | APR | APR | APR | MAY | MAY | MAY | MAY | MAY | MAY | MAY | MAY | MAY | MAY | MAY | MAY | MAY | MAY | MAY | MAY | MAY | MAY | MAY | MAY | MAY | MAY | MAY | MAY | MAY | MAY | MAY | MAY | MAY | MAY | MAY | JUNE | JUNE | JUNE | JUNE | JUNE | JUNE | JUNE | JUNE | JUNE | JUNE | JUNE | JUNE | JUNE | JUNE | JUNE | JUNE | JUNE | JUNE | JUNE | JUNE | JUNE | JUNE | JUNE | JUNE | JUNE | JUNE | JUNE | JUNE | JUNE | JUNE | JULY | JULY | JULY | JULY | JULY | JULY | JULY | JULY | JULY | JULY | JULY | JULY | JULY | JULY | JULY | JULY | JULY | JULY | JULY | JULY | JULY | JULY | JULY | JULY | JULY | JULY | JULY | JULY | JULY | JULY | JULY | AUG | AUG | AUG | AUG | AUG | AUG | AUG | AUG | AUG | AUG | AUG | AUG | AUG | AUG | AUG | AUG | AUG | AUG | AUG | AUG | AUG | AUG | AUG | AUG | AUG | AUG | AUG | AUG | AUG | AUG | AUG | SEP | SEP | SEP | SEP | SEP | SEP | SEP | SEP | SEP | SEP | SEP | SEP | SEP | SEP | SEP | SEP | SEP | SEP | SEP | SEP | SEP | SEP | SEP | SEP | SEP | SEP | SEP | SEP | SEP | SEP | OCT | OCT | OCT | OCT | OCT | OCT | OCT | OCT | OCT | OCT | OCT | OCT | OCT | OCT | OCT | OCT | OCT | OCT | OCT | OCT | OCT | OCT | OCT | OCT | OCT | OCT | OCT | OCT | OCT | OCT | OCT | NOV | NOV | NOV | NOV | NOV | NOV | NOV | NOV | NOV | NOV | NOV | NOV | NOV | NOV | NOV | NOV | NOV | NOV | NOV | NOV | NOV | NOV | NOV | NOV | NOV | NOV | NOV | NOV | NOV | NOV
| NO. | DATE--> | 1 | 2 | 3 | 4 | 5 | 6 | 7 | 8 | 9 | 10 | 11 | 12 | 13 | 14 | 15 | 16 | 17 | 18 | 19 | 20 | 21 | 22 | 23 | 24 | 25 | 26 | 27 | 28 | 29 | 30 | 1 | 2 | 3 | 4 | 5 | 6 | 7 | 8 | 9 | 10 | 11 | 12 | 13 | 14 | 15 | 16 | 17 | 18 | 19 | 20 | 21 | 22 | 23 | 24 | 25 | 26 | 27 | 28 | 29 | 30 | 31 | 1 | 2 | 3 | 4 | 5 | 6 | 7 | 8 | 9 | 10 | 11 | 12 | 13 | 14 | 15 | 16 | 17 | 18 | 19 | 20 | 21 | 22 | 23 | 24 | 25 | 26 | 27 | 28 | 29 | 30 | 1 | 2 | 3 | 4 | 5 | 6 | 7 | 8 | 9 | 10 | 11 | 12 | 13 | 14 | 15 | 16 | 17 | 18 | 19 | 20 | 21 | 22 | 23 | 24 | 25 | 26 | 27 | 28 | 29 | 30 | 31 | 1 | 2 | 3 | 4 | 5 | 6 | 7 | 8 | 9 | 10 | 11 | 12 | 13 | 14 | 15 | 16 | 17 | 18 | 19 | 20 | 21 | 22 | 23 | 24 | 25 | 26 | 27 | 28 | 29 | 30 | 31 | 1 | 2 | 3 | 4 | 5 | 6 | 7 | 8 | 9 | 10 | 11 | 12 | 13 | 14 | 15 | 16 | 17 | 18 | 19 | 20 | 21 | 22 | 23 | 24 | 25 | 26 | 27 | 28 | 29 | 30 | 1 | 2 | 3 | 4 | 5 | 6 | 7 | 8 | 9 | 10 | 11 | 12 | 13 | 14 | 15 | 16 | 17 | 18 | 19 | 20 | 21 | 22 | 23 | 24 | 25 | 26 | 27 | 28 | 29 | 30 | 31 | 1 | 2 | 3 | 4 | 5 | 6 | 7 | 8 | 9 | 10 | 11 | 12 | 13 | 14 | 15 | 16 | 17 | 18 | 19 | 20 | 21 | 22 | 23 | 24 | 25 | 26 | 27 | 28 | 29 | 30
CAPACITY
HIRAKUD- I | 1 | 49.5 | 49.5 | 49.5 | 49.5 | 49.5 | 49.5 | 49.5 | 49.5 | 49.5 | 49.5 | 49.5 | 49.5 | 49.5 | 49.5 | 49.5 | 49.5 | 49.5 | 49.5 | 49.5 | 49.5 | 49.5 | 49.5 | 49.5 | 49.5 | 49.5 | 49.5 | 49.5 | 49.5 | 49.5 | 49.5 | 49.5 | 49.5 | 49.5 | 49.5 | 49.5 | 49.5 | 49.5 | 49.5 | 49.5 | 49.5 | 49.5 | 49.5 | 49.5 | 49.5 | 49.5 | 49.5 | 49.5 | 49.5 | 49.5 | 49.5 | 49.5 | 49.5 | 49.5 | 49.5 | 49.5 | 49.5 | 49.5 | 49.5 | 49.5 | 49.5 | 49.5 | 49.5 | 49.5 | 49.5 | 49.5 | 49.5 | 49.5 | 49.5 | 49.5 | 49.5 | 49.5 | 49.5 | 49.5 | 49.5 | 49.5 | 49.5 | 49.5 | 49.5 | 49.5 | 49.5 | 49.5 | 49.5 | 49.5 | 49.5 | 49.5 | 49.5 | 49.5 | 49.5 | 49.5 | 49.5 | 49.5 | 49.5 | 49.5 | 49.5 | 49.5 | 49.5 | 49.5 | 49.5 | 49.5 | 49.5 | 49.5 | 49.5 | 49.5 | 49.5 | 49.5 | 49.5 | 49.5 | 49.5 | 49.5 | 49.5 | 49.5 | 49.5 | 49.5 | 49.5 | 49.5 | 49.5 | 49.5 | 49.5 | 49.5 | 49.5 | 49.5 | 49.5 | 49.5 | 49.5 | 49.5 | 49.5 | 49.5 | 49.5 | 49.5 | 49.5 | 49.5 | 49.5 | 49.5 | 49.5 | 49.5 | 49.5 | 49.5 | 49.5 | 49.5 | 49.5 | 49.5 | 49.5 | 49.5 | 49.5 | 49.5 | 49.5 | 49.5 | 49.5 | 49.5 | 49.5 | 49.5 | 49.5 | 49.5 | 49.5 | 49.5 | 49.5 | 49.5 | 49.5 | 49.5 | 49.5 | 49.5 | 49.5 | 49.5 | 49.5 | 49.5 | 49.5 | 49.5 | 49.5 | 49.5 | 49.5 | 49.5 | 49.5 | 49.5 | 49.5 | 49.5 | 49.5 | 49.5 | 49.5 | 49.5 | 49.5 | 49.5 | 49.5 | 49.5 | 49.5 | 49.5 | 49.5 | 49.5 | 49.5 | 49.5 | 49.5 | 49.5 | 49.5 | 49.5 | 49.5 | 49.5 | 49.5 | 49.5 | 49.5 | 49.5 | 49.5 | 49.5 | 49.5 | 49.5 | 49.5 | 49.5 | 49.5 | 49.5 | 49.5 | 49.5 | 49.5 | 49.5 | 49.5 | 49.5 | 49.5 | 49.5 | 49.5 | 49.5 | 49.5 | 49.5 | 49.5 | 49.5 | 49.5 | 49.5 | 49.5 | 49.5 | 49.5 | 49.5 | 49.5 | 49.5 | 49.5 | 49.5 | 49.5 | 49.5 | 49.5 | 49.5 | 49.5 | 49.5 | 49.5 | 49.5 | 49.5 | 49.5 | 49.5 | 49.5 | 49.5 | 49.5
| 2 | 49.5 | 49.5 | 49.5 | 49.5 | 49.5 | 49.5 | 49.5 | 49.5 | 49.5 | 49.5 | 49.5 | 49.5 | 49.5 | 49.5 | 49.5 | 49.5 | 49.5 | 49.5 | 49.5 | 49.5 | 49.5 | 49.5 | 49.5 | 49.5 | 49.5 | 49.5 | 49.5 | 49.5 | 49.5 | 49.5 | 49.5 | 49.5 | 49.5 | 49.5 | 49.5 | 49.5 | 49.5 | 49.5 | 49.5 | 49.5 | 49.5 | 49.5 | 49.5 | 49.5 | 49.5 | 49.5 | 49.5 | 49.5 | 49.5 | 49.5 | 49.5 | 49.5 | 49.5 | 49.5 | 49.5 | 49.5 | 49.5 | 49.5 | 49.5 | 49.5 | 49.5 | 49.5 | 49.5 | 49.5 | 49.5 | 49.5 | 49.5 | 49.5 | 49.5 | 49.5 | 49.5 | 49.5 | 49.5 | 49.5 | 49.5 | 49.5 | 49.5 | 49.5 | 49.5 | 49.5 | 49.5 | 49.5 | 49.5 | 49.5 | 49.5 | 49.5 | 49.5 | 49.5 | 49.5 | 49.5 | 49.5 | 49.5 | 49.5 | 49.5 | 49.5 | 49.5 | 49.5 | 49.5 | 49.5 | 49.5 | 49.5 | 49.5 | 49.5 | 49.5 | 49.5 | 49.5 | 49.5 | 49.5 | 49.5 | 49.5 | 49.5 | 49.5 | 49.5 | 49.5 | 49.5 | 49.5 | 49.5 | 49.5 | 49.5 | 49.5 | 49.5 | 49.5 | 49.5 | 49.5 | 49.5 | 49.5 | 49.5 | 49.5 | 49.5 | 49.5 | 49.5 | 49.5 | 49.5 | 49.5 | 49.5 | 49.5 | 49.5 | 49.5 | 49.5 | 49.5 | 49.5 | 49.5 | 49.5 | 49.5 | 49.5 | 49.5 | 49.5 | 49.5 | 49.5 | 49.5 | 49.5 | 49.5 | 49.5 | 49.5 | 49.5 | 49.5 | 49.5 | 49.5 | 49.5 | 49.5 | 49.5 | 49.5 | 49.5 | 49.5 | 49.5 | 49.5 | 49.5 | 49.5 | 49.5 | 49.5 | 49.5 | 49.5 | 49.5 | 49.5 | 49.5 | 49.5 | 49.5 | 49.5 | 49.5 | 49.5 | 49.5 | 49.5 | 49.5 | 49.5 | 49.5 | 49.5 | 49.5 | 49.5 | 49.5 | 49.5 | 49.5 | 49.5 | 49.5 | 49.5 | 49.5 | 49.5 | 49.5 | 49.5 | 49.5 | 49.5 | 49.5 | 49.5 | 49.5 | 49.5 | 49.5 | 49.5 | 49.5 | 49.5 | 49.5 | 49.5 | 49.5 | 49.5 | 49.5 | 49.5 | 49.5 | 49.5 | 49.5 | 49.5 | 0 | 0 | 0 | 0 | 0 | 0 | 0 | 0 | 0 | 0 | 0 | 0 | 0 | 0 | 0 | 0 | 0 | 0 | 0 | 0 | 0 | 0 | 0 | 0 | 0 | 0 | 0
| 3 | 32 | 32 | 32 | 32 | 32 | 32 | 32 | 32 | 32 | 32 | 32 | 32 | 32 | 32 | 32 | 32 | 32 | 32 | 32 | 32 | 32 | 32 | 32 | 32 | 32 | 32 | 32 | 32 | 32 | 32 | 32 | 32 | 32 | 32 | 32 | 32 | 32 | 32 | 32 | 32 | 32 | 32 | 32 | 32 | 32 | 32 | 32 | 32 | 32 | 32 | 32 | 32 | 32 | 32 | 32 | 32 | 32 | 32 | 32 | 32 | 32 | 32 | 32 | 32 | 32 | 32 | 32 | 32 | 32 | 32 | 32 | 32 | 32 | 32 | 32 | 32 | 32 | 32 | 32 | 32 | 32 | 32 | 32 | 32 | 32 | 32 | 32 | 32 | 32 | 32 | 32 | 32 | 32 | 32 | 32 | 32 | 32 | 32 | 32 | 32 | 32 | 32 | 32 | 32 | 32 | 32 | 32 | 32 | 32 | 32 | 32 | 32 | 32 | 32 | 32 | 32 | 32 | 32 | 32 | 32 | 32 | 32 | 32 | 32 | 32 | 32 | 32 | 32 | 32 | 32 | 32 | 32 | 32 | 32 | 32 | 32 | 32 | 32 | 32 | 32 | 32 | 32 | 32 | 32 | 32 | 32 | 32 | 32 | 32 | 32 | 32 | 32 | 32 | 32 | 32 | 32 | 32 | 32 | 32 | 32 | 32 | 32 | 32 | 32 | 32 | 32 | 32 | 32 | 32 | 32 | 32 | 32 | 32 | 32 | 32 | 32 | 32 | 32 | 32 | 32 | 32 | 32 | 32 | 32 | 32 | 32 | 32 | 32 | 32 | 32 | 32 | 32 | 32 | 32 | 32 | 32 | 32 | 32 | 32 | 32 | 32 | 32 | 32 | 32 | 32 | 32 | 32 | 32 | 32 | 32 | 32 | 32 | 32 | 32 | 32 | 32 | 32 | 32 | 32 | 32 | 32 | 32 | 32 | 32 | 32 | 32 | 32 | 32 | 32 | 32 | 32 | 32 | 32 | 32 | 32 | 32 | 32 | 32 | 32 | 32 | 32 | 32 | 32 | 32 | 32
| 4 | 32 | 32 | 32 | 32 | 32 | 32 | 32 | 32 | 0 | 0 | 0 | 0 | 0 | 0 | 0 | 0 | 0 | 0 | 0 | 0 | 0 | 0 | 0 | 0 | 0 | 0 | 0 | 0 | 0 | 0 | 0 | 32 | 32 | 32 | 32 | 32 | 32 | 32 | 32 | 32 | 32 | 32 | 32 | 32 | 32 | 32 | 32 | 32 | 32 | 32 | 32 | 32 | 32 | 32 | 32 | 32 | 32 | 32 | 32 | 32 | 32 | 32 | 32 | 32 | 32 | 32 | 32 | 32 | 32 | 32 | 32 | 32 | 32 | 32 | 32 | 32 | 32 | 32 | 32 | 32 | 32 | 32 | 32 | 32 | 32 | 32 | 32 | 32 | 32 | 32 | 32 | 32 | 32 | 32 | 32 | 32 | 32 | 32 | 32 | 32 | 32 | 32 | 32 | 32 | 32 | 32 | 32 | 32 | 32 | 32 | 32 | 32 | 32 | 32 | 32 | 32 | 32 | 32 | 32 | 32 | 32 | 32 | 32 | 32 | 32 | 32 | 32 | 32 | 32 | 32 | 32 | 32 | 32 | 32 | 32 | 32 | 32 | 32 | 32 | 32 | 32 | 32 | 32 | 32 | 32 | 32 | 32 | 32 | 32 | 32 | 32 | 32 | 32 | 32 | 32 | 32 | 32 | 32 | 32 | 32 | 32 | 32 | 32 | 32 | 32 | 32 | 32 | 32 | 32 | 32 | 32 | 32 | 32 | 32 | 32 | 32 | 32 | 32 | 32 | 32 | 32 | 32 | 32 | 32 | 32 | 32 | 32 | 32 | 32 | 32 | 32 | 32 | 32 | 32 | 32 | 32 | 32 | 32 | 32 | 32 | 32 | 32 | 32 | 32 | 32 | 32 | 32 | 32 | 32 | 32 | 32 | 32 | 32 | 32 | 32 | 32 | 32 | 32 | 32 | 32 | 32 | 32 | 32 | 32 | 32 | 32 | 32 | 32 | 32 | 32 | 32 | 32 | 32 | 32 | 32 | 32 | 32 | 32 | 32 | 32 | 32 | 32 | 32 | 32 | 32
| 5 | 37.5 | 37.5 | 37.5 | 37.5 | 37.5 | 37.5 | 37.5 | 37.5 | 37.5 | 37.5 | 37.5 | 37.5 | 37.5 | 37.5 | 37.5 | 37.5 | 37.5 | 37.5 | 37.5 | 37.5 | 37.5 | 37.5 | 37.5 | 37.5 | 37.5 | 37.5 | 37.5 | 37.5 | 37.5 | 37.5 | 37.5 | 37.5 | 37.5 | 37.5 | 37.5 | 37.5 | 37.5 | 37.5 | 37.5 | 37.5 | 37.5 | 37.5 | 37.5 | 37.5 | 37.5 | 37.5 | 37.5 | 37.5 | 37.5 | 37.5 | 37.5 | 37.5 | 37.5 | 37.5 | 37.5 | 37.5 | 37.5 | 37.5 | 37.5 | 37.5 | 37.5 | 37.5 | 37.5 | 37.5 | 37.5 | 37.5 | 37.5 | 37.5 | 37.5 | 37.5 | 37.5 | 37.5 | 37.5 | 37.5 | 37.5 | 37.5 | 37.5 | 37.5 | 37.5 | 37.5 | 37.5 | 37.5 | 37.5 | 37.5 | 37.5 | 37.5 | 37.5 | 37.5 | 37.5 | 37.5 | 37.5 | 37.5 | 37.5 | 37.5 | 37.5 | 37.5 | 37.5 | 37.5 | 37.5 | 37.5 | 37.5 | 37.5 | 37.5 | 37.5 | 37.5 | 37.5 | 37.5 | 37.5 | 37.5 | 37.5 | 37.5 | 37.5 | 37.5 | 37.5 | 37.5 | 37.5 | 37.5 | 37.5 | 37.5 | 37.5 | 37.5 | 37.5 | 37.5 | 37.5 | 37.5 | 37.5 | 37.5 | 37.5 | 37.5 | 37.5 | 37.5 | 37.5 | 37.5 | 37.5 | 37.5 | 37.5 | 37.5 | 37.5 | 37.5 | 37.5 | 37.5 | 37.5 | 37.5 | 37.5 | 37.5 | 37.5 | 37.5 | 37.5 | 37.5 | 37.5 | 37.5 | 37.5 | 37.5 | 37.5 | 37.5 | 37.5 | 37.5 | 37.5 | 37.5 | 37.5 | 37.5 | 37.5 | 37.5 | 37.5 | 37.5 | 37.5 | 37.5 | 37.5 | 37.5 | 37.5 | 37.5 | 37.5 | 37.5 | 37.5 | 37.5 | 37.5 | 37.5 | 37.5 | 37.5 | 37.5 | 37.5 | 37.5 | 37.5 | 37.5 | 37.5 | 37.5 | 37.5 | 37.5 | 37.5 | 37.5 | 37.5 | 37.5 | 37.5 | 37.5 | 37.5 | 37.5 | 37.5 | 37.5 | 37.5 | 37.5 | 37.5 | 37.5 | 37.5 | 37.5 | 37.5 | 37.5 | 37.5 | 37.5 | 37.5 | 37.5 | 37.5 | 37.5 | 37.5 | 37.5 | 37.5 | 37.5 | 37.5 | 37.5 | 37.5 | 37.5 | 37.5 | 37.5 | 37.5 | 37.5 | 37.5 | 37.5 | 37.5 | 37.5 | 37.5 | 37.5 | 37.5 | 37.5 | 37.5 | 37.5 | 37.5 | 37.5 | 37.5 | 37.5 | 37.5 | 37.5 | 37.5 | 37.5 | 37.5 | 37.5 | 37.5
| 6 | 37.5 | 37.5 | 37.5 | 37.5 | 37.5 | 37.5 | 37.5 | 37.5 | 37.5 | 37.5 | 37.5 | 37.5 | 37.5 | 37.5 | 37.5 | 37.5 | 37.5 | 37.5 | 37.5 | 37.5 | 37.5 | 37.5 | 37.5 | 37.5 | 37.5 | 37.5 | 37.5 | 37.5 | 37.5 | 37.5 | 37.5 | 37.5 | 37.5 | 37.5 | 37.5 | 37.5 | 37.5 | 37.5 | 37.5 | 37.5 | 37.5 | 37.5 | 37.5 | 37.5 | 37.5 | 37.5 | 37.5 | 37.5 | 37.5 | 37.5 | 37.5 | 37.5 | 37.5 | 37.5 | 37.5 | 37.5 | 37.5 | 37.5 | 37.5 | 37.5 | 37.5 | 37.5 | 37.5 | 37.5 | 37.5 | 37.5 | 37.5 | 37.5 | 37.5 | 37.5 | 37.5 | 37.5 | 37.5 | 37.5 | 37.5 | 37.5 | 37.5 | 37.5 | 37.5 | 37.5 | 37.5 | 37.5 | 37.5 | 37.5 | 37.5 | 37.5 | 37.5 | 37.5 | 37.5 | 37.5 | 37.5 | 37.5 | 37.5 | 37.5 | 37.5 | 37.5 | 37.5 | 37.5 | 37.5 | 37.5 | 37.5 | 37.5 | 37.5 | 37.5 | 37.5 | 37.5 | 37.5 | 37.5 | 37.5 | 37.5 | 37.5 | 37.5 | 37.5 | 37.5 | 37.5 | 37.5 | 37.5 | 37.5 | 37.5 | 37.5 | 37.5 | 37.5 | 37.5 | 37.5 | 37.5 | 37.5 | 37.5 | 37.5 | 37.5 | 37.5 | 37.5 | 37.5 | 37.5 | 37.5 | 37.5 | 37.5 | 37.5 | 37.5 | 37.5 | 37.5 | 37.5 | 37.5 | 37.5 | 37.5 | 37.5 | 37.5 | 37.5 | 37.5 | 37.5 | 37.5 | 37.5 | 37.5 | 37.5 | 37.5 | 37.5 | 37.5 | 37.5 | 37.5 | 37.5 | 37.5 | 37.5 | 37.5 | 37.5 | 37.5 | 37.5 | 37.5 | 37.5 | 37.5 | 37.5 | 37.5 | 37.5 | 37.5 | 37.5 | 37.5 | 37.5 | 37.5 | 37.5 | 37.5 | 37.5 | 37.5 | 37.5 | 37.5 | 37.5 | 37.5 | 37.5 | 37.5 | 37.5 | 37.5 | 37.5 | 37.5 | 37.5 | 37.5 | 37.5 | 37.5 | 37.5 | 37.5 | 37.5 | 37.5 | 37.5 | 37.5 | 37.5 | 37.5 | 37.5 | 37.5 | 37.5 | 37.5 | 37.5 | 37.5 | 37.5 | 37.5 | 37.5 | 37.5 | 37.5 | 37.5 | 37.5 | 37.5 | 37.5 | 37.5 | 37.5 | 37.5 | 37.5 | 37.5 | 37.5 | 37.5 | 37.5 | 37.5 | 37.5 | 37.5 | 37.5 | 37.5 | 37.5 | 37.5 | 37.5 | 37.5 | 37.5 | 37.5 | 37.5 | 37.5 | 37.5 | 37.5 | 37.5 | 37.5 | 37.5 | 37.5 | 37.5
| 7 | 37.5 | 37.5 | 37.5 | 37.5 | 37.5 | 37.5 | 37.5 | 37.5 | 37.5 | 37.5 | 37.5 | 37.5 | 37.5 | 37.5 | 37.5 | 37.5 | 37.5 | 37.5 | 37.5 | 37.5 | 37.5 | 37.5 | 37.5 | 37.5 | 37.5 | 37.5 | 37.5 | 37.5 | 37.5 | 37.5 | 37.5 | 37.5 | 37.5 | 37.5 | 37.5 | 37.5 | 37.5 | 37.5 | 37.5 | 37.5 | 37.5 | 37.5 | 37.5 | 37.5 | 37.5 | 37.5 | 37.5 | 37.5 | 37.5 | 37.5 | 37.5 | 37.5 | 37.5 | 37.5 | 37.5 | 37.5 | 37.5 | 37.5 | 37.5 | 37.5 | 37.5 | 37.5 | 37.5 | 37.5 | 37.5 | 37.5 | 37.5 | 37.5 | 37.5 | 37.5 | 37.5 | 37.5 | 37.5 | 37.5 | 37.5 | 37.5 | 37.5 | 37.5 | 37.5 | 37.5 | 37.5 | 37.5 | 37.5 | 37.5 | 37.5 | 37.5 | 37.5 | 37.5 | 37.5 | 37.5 | 37.5 | 37.5 | 37.5 | 37.5 | 37.5 | 37.5 | 37.5 | 37.5 | 37.5 | 37.5 | 37.5 | 37.5 | 37.5 | 37.5 | 37.5 | 37.5 | 37.5 | 37.5 | 37.5 | 37.5 | 37.5 | 37.5 | 37.5 | 37.5 | 37.5 | 37.5 | 37.5 | 37.5 | 37.5 | 37.5 | 37.5 | 37.5 | 37.5 | 37.5 | 37.5 | 37.5 | 37.5 | 37.5 | 37.5 | 37.5 | 37.5 | 37.5 | 37.5 | 37.5 | 37.5 | 37.5 | 37.5 | 37.5 | 37.5 | 37.5 | 37.5 | 37.5 | 37.5 | 37.5 | 37.5 | 37.5 | 37.5 | 37.5 | 37.5 | 37.5 | 37.5 | 37.5 | 37.5 | 37.5 | 37.5 | 37.5 | 37.5 | 37.5 | 37.5 | 37.5 | 37.5 | 37.5 | 37.5 | 37.5 | 37.5 | 37.5 | 37.5 | 37.5 | 37.5 | 37.5 | 37.5 | 37.5 | 37.5 | 37.5 | 37.5 | 37.5 | 37.5 | 37.5 | 37.5 | 37.5 | 37.5 | 37.5 | 37.5 | 37.5 | 37.5 | 37.5 | 37.5 | 37.5 | 37.5 | 37.5 | 37.5 | 37.5 | 37.5 | 37.5 | 37.5 | 37.5 | 37.5 | 37.5 | 37.5 | 37.5 | 37.5 | 37.5 | 37.5 | 37.5 | 37.5 | 37.5 | 37.5 | 37.5 | 37.5 | 37.5 | 37.5 | 37.5 | 37.5 | 37.5 | 37.5 | 37.5 | 37.5 | 37.5 | 37.5 | 37.5 | 37.5 | 37.5 | 37.5 | 37.5 | 37.5 | 37.5 | 37.5 | 37.5 | 37.5 | 37.5 | 37.5 | 37.5 | 37.5 | 37.5 | 37.5 | 37.5 | 37.5 | 37.5 | 37.5 | 37.5 | 37.5 | 37.5 | 37.5 | 37.5 | 37.5
| TOT. |  | 275.5 | 275.5 | 275.5 | 275.5 | 275.5 | 275.5 | 275.5 | 243.5 | 243.5 | 243.5 | 243.5 | 243.5 | 243.5 | 243.5 | 243.5 | 243.5 | 243.5 | 243.5 | 243.5 | 243.5 | 243.5 | 243.5 | 243.5 | 243.5 | 243.5 | 243.5 | 243.5 | 243.5 | 243.5 | 243.5 | 275.5 | 275.5 | 275.5 | 275.5 | 275.5 | 275.5 | 275.5 | 275.5 | 275.5 | 275.5 | 275.5 | 275.5 | 275.5 | 275.5 | 275.5 | 275.5 | 275.5 | 275.5 | 275.5 | 275.5 | 275.5 | 275.5 | 275.5 | 275.5 | 275.5 | 275.5 | 275.5 | 275.5 | 275.5 | 275.5 | 275.5 | 275.5 | 275.5 | 275.5 | 275.5 | 275.5 | 275.5 | 275.5 | 275.5 | 275.5 | 275.5 | 275.5 | 275.5 | 275.5 | 275.5 | 275.5 | 275.5 | 275.5 | 275.5 | 275.5 | 275.5 | 275.5 | 275.5 | 275.5 | 275.5 | 275.5 | 275.5 | 275.5 | 275.5 | 275.5 | 275.5 | 275.5 | 275.5 | 275.5 | 275.5 | 275.5 | 275.5 | 275.5 | 275.5 | 275.5 | 275.5 | 275.5 | 275.5 | 275.5 | 275.5 | 275.5 | 275.5 | 275.5 | 275.5 | 275.5 | 275.5 | 275.5 | 275.5 | 275.5 | 275.5 | 275.5 | 275.5 | 275.5 | 275.5 | 275.5 | 275.5 | 275.5 | 275.5 | 275.5 | 275.5 | 275.5 | 275.5 | 275.5 | 275.5 | 275.5 | 275.5 | 275.5 | 275.5 | 275.5 | 275.5 | 275.5 | 275.5 | 275.5 | 275.5 | 275.5 | 275.5 | 275.5 | 275.5 | 275.5 | 275.5 | 275.5 | 275.5 | 275.5 | 275.5 | 275.5 | 275.5 | 275.5 | 275.5 | 275.5 | 275.5 | 275.5 | 275.5 | 275.5 | 275.5 | 275.5 | 275.5 | 275.5 | 275.5 | 275.5 | 275.5 | 275.5 | 275.5 | 275.5 | 275.5 | 275.5 | 275.5 | 275.5 | 275.5 | 275.5 | 275.5 | 275.5 | 275.5 | 275.5 | 275.5 | 275.5 | 275.5 | 275.5 | 275.5 | 275.5 | 275.5 | 275.5 | 275.5 | 275.5 | 275.5 | 275.5 | 275.5 | 275.5 | 275.5 | 275.5 | 275.5 | 275.5 | 275.5 | 275.5 | 275.5 | 275.5 | 275.5 | 275.5 | 275.5 | 275.5 | 275.5 | 275.5 | 275.5 | 275.5 | 275.5 | 275.5 | 275.5 | 275.5 | 275.5 | 275.5 | 275.5 | 275.5 | 275.5 | 226 | 226 | 226 | 226 | 226 | 226 | 226 | 226 | 226 | 226 | 226 | 226 | 226 | 226 | 226 | 226 | 226 | 226 | 226 | 226 | 226 | 226 | 226 | 226 | 226 | 226 | 226
HIRAKUD- II | 1 | 24 | 24 | 24 | 24 | 24 | 24 | 24 | 24 | 24 | 24 | 24 | 24 | 24 | 24 | 24 | 24 | 24 | 24 | 24 | 24 | 24 | 24 | 24 | 24 | 24 | 24 | 24 | 24 | 24 | 24 | 24 | 24 | 24 | 24 | 24 | 24 | 24 | 24 | 24 | 24 | 24 | 24 | 24 | 0 | 0 | 0 | 0 | 0 | 0 | 0 | 0 | 0 | 0 | 0 | 0 | 0 | 0 | 0 | 0 | 0 | 0 | 0 | 24 | 24 | 24 | 24 | 24 | 24 | 24 | 24 | 24 | 24 | 24 | 24 | 24 | 24 | 24 | 24 | 24 | 24 | 24 | 24 | 24 | 24 | 24 | 24 | 24 | 24 | 24 | 24 | 24 | 24 | 24 | 24 | 24 | 24 | 24 | 24 | 24 | 24 | 24 | 24 | 24 | 24 | 24 | 24 | 24 | 24 | 24 | 24 | 24 | 24 | 24 | 24 | 24 | 24 | 24 | 24 | 24 | 24 | 24 | 24 | 24 | 24 | 24 | 24 | 24 | 24 | 24 | 24 | 24 | 24 | 24 | 24 | 24 | 24 | 24 | 24 | 24 | 24 | 24 | 24 | 24 | 24 | 24 | 24 | 24 | 24 | 24 | 24 | 24 | 24 | 24 | 24 | 24 | 24 | 24 | 24 | 24 | 24 | 24 | 24 | 24 | 24 | 24 | 24 | 24 | 24 | 24 | 24 | 24 | 24 | 24 | 24 | 24 | 24 | 24 | 24 | 24 | 24 | 24 | 24 | 24 | 24 | 24 | 24 | 24 | 24 | 24 | 24 | 24 | 24 | 24 | 24 | 24 | 24 | 24 | 24 | 24 | 24 | 24 | 24 | 24 | 24 | 24 | 24 | 24 | 24 | 24 | 24 | 24 | 24 | 24 | 24 | 24 | 0 | 0 | 0 | 0 | 0 | 0 | 0 | 0 | 0 | 0 | 0 | 0 | 0 | 0 | 0 | 0 | 0 | 0 | 0 | 0 | 0 | 0 | 0 | 0 | 0 | 0 | 0 | 0 | 0 | 0
| 2 | 24 | 24 | 24 | 24 | 24 | 24 | 24 | 24 | 24 | 24 | 24 | 24 | 24 | 24 | 24 | 24 | 24 | 24 | 24 | 24 | 24 | 24 | 0 | 0 | 0 | 0 | 0 | 0 | 0 | 0 | 0 | 0 | 0 | 0 | 0 | 0 | 0 | 0 | 0 | 0 | 0 | 0 | 24 | 24 | 24 | 24 | 24 | 24 | 24 | 24 | 24 | 24 | 24 | 24 | 24 | 24 | 24 | 24 | 24 | 24 | 24 | 24 | 24 | 24 | 24 | 24 | 24 | 24 | 24 | 24 | 24 | 24 | 24 | 24 | 24 | 24 | 24 | 24 | 24 | 24 | 24 | 24 | 24 | 24 | 24 | 24 | 24 | 24 | 24 | 24 | 24 | 24 | 24 | 24 | 24 | 24 | 24 | 24 | 24 | 24 | 24 | 24 | 24 | 24 | 24 | 24 | 24 | 24 | 24 | 24 | 24 | 24 | 24 | 24 | 24 | 24 | 24 | 24 | 24 | 24 | 24 | 24 | 24 | 24 | 24 | 24 | 24 | 24 | 24 | 24 | 24 | 24 | 24 | 24 | 24 | 24 | 24 | 24 | 24 | 24 | 24 | 24 | 24 | 24 | 24 | 24 | 24 | 24 | 24 | 24 | 24 | 24 | 24 | 24 | 24 | 24 | 24 | 24 | 24 | 24 | 24 | 24 | 24 | 24 | 24 | 24 | 24 | 24 | 24 | 24 | 24 | 24 | 24 | 24 | 24 | 24 | 24 | 24 | 24 | 24 | 24 | 24 | 24 | 24 | 24 | 24 | 24 | 24 | 24 | 24 | 24 | 24 | 24 | 24 | 24 | 24 | 24 | 24 | 24 | 24 | 24 | 24 | 24 | 24 | 24 | 24 | 24 | 24 | 24 | 24 | 24 | 24 | 24 | 24 | 24 | 0 | 0 | 0 | 0 | 0 | 0 | 0 | 0 | 0 | 0 | 0 | 0 | 0 | 0 | 0 | 0 | 0 | 0 | 0 | 0 | 0 | 0 | 0 | 0 | 0 | 0 | 0 | 0 | 0 | 0
| 3 | 24 | 24 | 0 | 0 | 0 | 0 | 0 | 0 | 0 | 0 | 0 | 0 | 0 | 0 | 0 | 0 | 0 | 0 | 0 | 0 | 0 | 0 | 24 | 24 | 24 | 24 | 24 | 24 | 24 | 24 | 24 | 24 | 24 | 24 | 24 | 24 | 24 | 24 | 24 | 24 | 24 | 24 | 24 | 24 | 24 | 24 | 24 | 24 | 24 | 24 | 24 | 24 | 24 | 24 | 24 | 24 | 24 | 24 | 24 | 24 | 24 | 24 | 24 | 24 | 24 | 24 | 24 | 24 | 24 | 24 | 24 | 24 | 24 | 24 | 24 | 24 | 24 | 24 | 24 | 24 | 24 | 24 | 24 | 24 | 24 | 24 | 24 | 24 | 24 | 24 | 24 | 24 | 24 | 24 | 24 | 24 | 24 | 24 | 24 | 24 | 24 | 24 | 24 | 24 | 24 | 24 | 24 | 24 | 24 | 24 | 24 | 24 | 24 | 24 | 24 | 24 | 24 | 24 | 24 | 24 | 24 | 24 | 24 | 24 | 24 | 24 | 24 | 24 | 24 | 24 | 24 | 24 | 24 | 24 | 24 | 24 | 24 | 24 | 24 | 24 | 24 | 24 | 24 | 24 | 24 | 24 | 24 | 24 | 24 | 24 | 24 | 24 | 24 | 24 | 24 | 24 | 24 | 24 | 24 | 24 | 24 | 24 | 24 | 24 | 24 | 24 | 24 | 24 | 24 | 24 | 24 | 24 | 24 | 24 | 24 | 24 | 24 | 24 | 24 | 24 | 24 | 24 | 24 | 24 | 24 | 24 | 24 | 24 | 24 | 24 | 24 | 24 | 24 | 24 | 24 | 24 | 24 | 24 | 24 | 24 | 24 | 24 | 24 | 24 | 24 | 24 | 24 | 24 | 24 | 24 | 24 | 24 | 24 | 24 | 24 | 0 | 0 | 0 | 0 | 0 | 0 | 0 | 0 | 0 | 0 | 0 | 0 | 0 | 0 | 0 | 0 | 0 | 0 | 0 | 0 | 0 | 0 | 0 | 0 | 0 | 0 | 0 | 0 | 0 | 0
| TOT. |  | 72 | 48 | 48 | 48 | 48 | 48 | 48 | 48 | 48 | 48 | 48 | 48 | 48 | 48 | 48 | 48 | 48 | 48 | 48 | 48 | 48 | 48 | 48 | 48 | 48 | 48 | 48 | 48 | 48 | 48 | 48 | 48 | 48 | 48 | 48 | 48 | 48 | 48 | 48 | 48 | 48 | 72 | 48 | 48 | 48 | 48 | 48 | 48 | 48 | 48 | 48 | 48 | 48 | 48 | 48 | 48 | 48 | 48 | 48 | 48 | 48 | 72 | 72 | 72 | 72 | 72 | 72 | 72 | 72 | 72 | 72 | 72 | 72 | 72 | 72 | 72 | 72 | 72 | 72 | 72 | 72 | 72 | 72 | 72 | 72 | 72 | 72 | 72 | 72 | 72 | 72 | 72 | 72 | 72 | 72 | 72 | 72 | 72 | 72 | 72 | 72 | 72 | 72 | 72 | 72 | 72 | 72 | 72 | 72 | 72 | 72 | 72 | 72 | 72 | 72 | 72 | 72 | 72 | 72 | 72 | 72 | 72 | 72 | 72 | 72 | 72 | 72 | 72 | 72 | 72 | 72 | 72 | 72 | 72 | 72 | 72 | 72 | 72 | 72 | 72 | 72 | 72 | 72 | 72 | 72 | 72 | 72 | 72 | 72 | 72 | 72 | 72 | 72 | 72 | 72 | 72 | 72 | 72 | 72 | 72 | 72 | 72 | 72 | 72 | 72 | 72 | 72 | 72 | 72 | 72 | 72 | 72 | 72 | 72 | 72 | 72 | 72 | 72 | 72 | 72 | 72 | 72 | 72 | 72 | 72 | 72 | 72 | 72 | 72 | 72 | 72 | 72 | 72 | 72 | 72 | 72 | 72 | 72 | 72 | 72 | 72 | 72 | 72 | 72 | 72 | 72 | 72 | 72 | 72 | 72 | 72 | 72 | 72 | 72 | 0 | 0 | 0 | 0 | 0 | 0 | 0 | 0 | 0 | 0 | 0 | 0 | 0 | 0 | 0 | 0 | 0 | 0 | 0 | 0 | 0 | 0 | 0 | 0 | 0 | 0 | 0 | 0 | 0 | 0
BALIMELA | 1 | 60 | 60 | 60 | 60 | 60 | 60 | 60 | 60 | 60 | 60 | 60 | 60 | 60 | 60 | 60 | 60 | 60 | 60 | 60 | 60 | 60 | 60 | 60 | 60 | 60 | 60 | 60 | 60 | 60 | 60 | 60 | 60 | 60 | 60 | 60 | 60 | 60 | 60 | 60 | 60 | 60 | 60 | 60 | 60 | 60 | 60 | 60 | 60 | 60 | 60 | 60 | 60 | 60 | 60 | 60 | 60 | 60 | 60 | 60 | 60 | 60 | 60 | 60 | 60 | 60 | 60 | 60 | 60 | 60 | 60 | 60 | 60 | 60 | 60 | 60 | 60 | 60 | 60 | 60 | 60 | 60 | 60 | 60 | 60 | 60 | 60 | 60 | 60 | 60 | 60 | 60 | 60 | 60 | 60 | 60 | 60 | 60 | 60 | 60 | 60 | 60 | 60 | 60 | 60 | 60 | 60 | 60 | 60 | 60 | 60 | 60 | 60 | 60 | 60 | 60 | 60 | 60 | 60 | 60 | 60 | 60 | 60 | 60 | 60 | 60 | 60 | 60 | 60 | 60 | 60 | 60 | 60 | 60 | 60 | 60 | 60 | 60 | 60 | 60 | 60 | 60 | 60 | 60 | 60 | 60 | 60 | 60 | 60 | 60 | 60 | 60 | 60 | 60 | 60 | 60 | 60 | 60 | 60 | 60 | 60 | 60 | 60 | 60 | 60 | 60 | 60 | 60 | 60 | 60 | 60 | 60 | 60 | 60 | 60 | 60 | 60 | 60 | 60 | 60 | 60 | 60 | 60 | 60 | 60 | 60 | 60 | 60 | 60 | 60 | 60 | 60 | 60 | 60 | 60 | 60 | 60 | 60 | 60 | 60 | 60 | 60 | 60 | 60 | 60 | 60 | 60 | 60 | 60 | 60 | 60 | 60 | 60 | 60 | 60 | 60 | 60 | 60 | 60 | 60 | 60 | 60 | 60 | 60 | 60 | 60 | 60 | 60 | 60 | 60 | 60 | 60 | 60 | 60 | 60 | 60 | 60 | 60 | 60 | 60 | 60 | 60 | 60 | 60 | 60 | 60
| 2 | 60 | 60 | 60 | 60 | 60 | 60 | 60 | 60 | 60 | 60 | 60 | 60 | 60 | 60 | 60 | 60 | 60 | 60 | 60 | 60 | 60 | 60 | 60 | 60 | 60 | 60 | 60 | 60 | 60 | 60 | 60 | 60 | 60 | 60 | 60 | 60 | 60 | 60 | 60 | 60 | 60 | 60 | 60 | 60 | 60 | 60 | 60 | 60 | 60 | 60 | 60 | 60 | 60 | 60 | 60 | 60 | 60 | 60 | 60 | 60 | 60 | 60 | 60 | 60 | 60 | 60 | 60 | 60 | 60 | 60 | 60 | 60 | 60 | 60 | 60 | 60 | 60 | 60 | 60 | 60 | 60 | 60 | 60 | 60 | 60 | 60 | 60 | 60 | 60 | 60 | 60 | 60 | 60 | 60 | 60 | 60 | 60 | 60 | 60 | 60 | 60 | 60 | 60 | 60 | 60 | 60 | 60 | 60 | 60 | 60 | 60 | 60 | 60 | 60 | 60 | 60 | 60 | 60 | 60 | 60 | 60 | 60 | 60 | 60 | 60 | 60 | 60 | 60 | 60 | 60 | 60 | 60 | 60 | 60 | 60 | 60 | 60 | 60 | 60 | 60 | 60 | 60 | 60 | 60 | 60 | 60 | 60 | 60 | 60 | 60 | 60 | 60 | 60 | 60 | 60 | 60 | 60 | 60 | 60 | 60 | 60 | 60 | 60 | 60 | 60 | 60 | 60 | 60 | 60 | 60 | 60 | 60 | 60 | 60 | 60 | 60 | 60 | 60 | 60 | 60 | 60 | 60 | 60 | 60 | 60 | 60 | 60 | 60 | 60 | 60 | 60 | 60 | 60 | 60 | 60 | 60 | 60 | 60 | 60 | 60 | 60 | 60 | 60 | 60 | 60 | 60 | 60 | 60 | 60 | 60 | 60 | 60 | 60 | 60 | 60 | 60 | 60 | 60 | 60 | 60 | 60 | 60 | 60 | 60 | 60 | 60 | 60 | 60 | 60 | 60 | 60 | 60 | 60 | 60 | 60 | 60 | 60 | 60 | 60 | 60 | 60 | 60 | 60 | 60 | 60
| 3 | 60 | 60 | 60 | 60 | 60 | 60 | 60 | 60 | 60 | 60 | 60 | 60 | 60 | 60 | 60 | 60 | 60 | 60 | 60 | 60 | 60 | 60 | 60 | 60 | 60 | 60 | 60 | 60 | 60 | 60 | 60 | 60 | 60 | 60 | 60 | 60 | 60 | 60 | 60 | 60 | 60 | 60 | 60 | 60 | 60 | 60 | 60 | 60 | 60 | 60 | 60 | 60 | 60 | 60 | 60 | 60 | 60 | 60 | 60 | 60 | 60 | 60 | 60 | 60 | 60 | 60 | 60 | 60 | 60 | 60 | 60 | 60 | 60 | 60 | 60 | 60 | 60 | 60 | 60 | 60 | 60 | 60 | 60 | 60 | 60 | 60 | 60 | 60 | 60 | 60 | 60 | 60 | 60 | 60 | 60 | 60 | 60 | 60 | 60 | 60 | 60 | 60 | 60 | 60 | 60 | 60 | 60 | 60 | 60 | 60 | 60 | 60 | 60 | 60 | 60 | 60 | 60 | 60 | 60 | 60 | 60 | 60 | 60 | 60 | 60 | 60 | 60 | 60 | 60 | 60 | 60 | 60 | 60 | 60 | 60 | 60 | 60 | 60 | 60 | 60 | 60 | 60 | 60 | 60 | 60 | 60 | 60 | 60 | 60 | 60 | 60 | 60 | 60 | 60 | 60 | 60 | 60 | 60 | 60 | 60 | 60 | 60 | 60 | 60 | 60 | 60 | 60 | 60 | 60 | 60 | 60 | 60 | 60 | 60 | 60 | 60 | 60 | 60 | 60 | 60 | 60 | 60 | 60 | 60 | 60 | 60 | 60 | 60 | 60 | 60 | 60 | 60 | 60 | 60 | 60 | 60 | 60 | 60 | 60 | 60 | 60 | 60 | 60 | 60 | 60 | 60 | 60 | 60 | 60 | 60 | 60 | 60 | 60 | 60 | 60 | 60 | 60 | 60 | 60 | 60 | 60 | 60 | 60 | 60 | 60 | 60 | 60 | 60 | 60 | 60 | 60 | 60 | 60 | 60 | 60 | 60 | 60 | 60 | 60 | 60 | 60 | 60 | 60 | 60 | 60
| 4 | 60 | 60 | 60 | 60 | 60 | 60 | 60 | 60 | 60 | 60 | 60 | 60 | 60 | 60 | 60 | 60 | 60 | 60 | 60 | 60 | 60 | 60 | 60 | 60 | 60 | 60 | 60 | 60 | 60 | 60 | 60 | 60 | 60 | 60 | 60 | 60 | 60 | 60 | 60 | 60 | 60 | 60 | 60 | 60 | 60 | 60 | 60 | 60 | 60 | 60 | 60 | 60 | 60 | 60 | 60 | 60 | 60 | 60 | 60 | 60 | 60 | 60 | 60 | 60 | 60 | 60 | 60 | 60 | 60 | 60 | 60 | 60 | 60 | 60 | 60 | 60 | 60 | 60 | 60 | 60 | 60 | 60 | 60 | 60 | 60 | 60 | 60 | 60 | 60 | 60 | 60 | 60 | 60 | 60 | 60 | 60 | 60 | 60 | 60 | 60 | 60 | 60 | 60 | 60 | 60 | 60 | 60 | 60 | 60 | 60 | 60 | 60 | 60 | 60 | 60 | 60 | 60 | 60 | 60 | 60 | 60 | 60 | 60 | 60 | 60 | 60 | 60 | 60 | 60 | 60 | 60 | 60 | 60 | 60 | 60 | 60 | 60 | 60 | 60 | 60 | 60 | 60 | 60 | 60 | 60 | 60 | 60 | 60 | 60 | 60 | 60 | 60 | 60 | 60 | 60 | 60 | 60 | 60 | 60 | 60 | 60 | 60 | 60 | 60 | 60 | 60 | 60 | 60 | 60 | 60 | 60 | 60 | 60 | 60 | 60 | 60 | 60 | 60 | 60 | 60 | 60 | 60 | 60 | 60 | 0 | 0 | 0 | 0 | 0 | 0 | 0 | 0 | 0 | 0 | 0 | 0 | 0 | 0 | 0 | 0 | 0 | 0 | 0 | 0 | 0 | 0 | 0 | 0 | 0 | 0 | 0 | 0 | 0 | 0 | 0 | 60 | 60 | 60 | 60 | 60 | 60 | 60 | 60 | 60 | 60 | 60 | 60 | 60 | 60 | 60 | 60 | 60 | 60 | 60 | 60 | 60 | 60 | 60 | 60 | 60 | 60 | 60 | 60 | 60 | 60
| 5 | 60 | 60 | 60 | 60 | 60 | 60 | 60 | 60 | 60 | 60 | 60 | 60 | 60 | 60 | 60 | 60 | 60 | 60 | 60 | 60 | 60 | 60 | 60 | 60 | 60 | 60 | 60 | 60 | 60 | 60 | 60 | 60 | 60 | 60 | 60 | 60 | 60 | 60 | 60 | 60 | 60 | 60 | 60 | 60 | 60 | 60 | 60 | 60 | 60 | 60 | 60 | 60 | 60 | 60 | 60 | 60 | 60 | 60 | 60 | 60 | 60 | 60 | 60 | 60 | 60 | 60 | 60 | 60 | 60 | 60 | 60 | 60 | 60 | 60 | 60 | 60 | 60 | 60 | 60 | 60 | 60 | 60 | 60 | 60 | 60 | 60 | 60 | 60 | 60 | 60 | 60 | 60 | 60 | 60 | 60 | 60 | 60 | 60 | 60 | 60 | 60 | 60 | 60 | 60 | 60 | 60 | 60 | 60 | 60 | 60 | 60 | 60 | 60 | 60 | 60 | 60 | 60 | 60 | 60 | 60 | 60 | 60 | 60 | 60 | 60 | 60 | 60 | 60 | 60 | 60 | 60 | 60 | 60 | 60 | 60 | 60 | 60 | 60 | 60 | 60 | 60 | 60 | 60 | 60 | 60 | 60 | 60 | 60 | 60 | 60 | 60 | 60 | 60 | 60 | 60 | 60 | 60 | 60 | 60 | 60 | 60 | 60 | 60 | 60 | 60 | 60 | 60 | 60 | 60 | 60 | 60 | 60 | 60 | 60 | 60 | 60 | 60 | 60 | 60 | 60 | 60 | 60 | 60 | 60 | 60 | 60 | 60 | 60 | 60 | 60 | 60 | 60 | 60 | 60 | 60 | 60 | 60 | 60 | 60 | 60 | 60 | 60 | 60 | 60 | 60 | 60 | 60 | 60 | 60 | 60 | 60 | 60 | 60 | 60 | 60 | 60 | 60 | 60 | 60 | 60 | 60 | 60 | 60 | 60 | 60 | 60 | 60 | 60 | 60 | 60 | 60 | 60 | 60 | 60 | 60 | 60 | 60 | 60 | 60 | 60 | 60 | 60 | 60 | 60 | 60
| 6 | 60 | 60 | 60 | 60 | 60 | 60 | 60 | 60 | 60 | 60 | 60 | 60 | 60 | 60 | 60 | 60 | 60 | 60 | 60 | 60 | 60 | 60 | 60 | 60 | 60 | 60 | 60 | 60 | 60 | 60 | 60 | 60 | 60 | 60 | 60 | 60 | 60 | 60 | 60 | 60 | 60 | 60 | 60 | 60 | 60 | 60 | 60 | 60 | 60 | 60 | 60 | 60 | 60 | 60 | 60 | 60 | 60 | 60 | 60 | 60 | 60 | 60 | 60 | 60 | 60 | 60 | 60 | 60 | 60 | 60 | 60 | 60 | 60 | 60 | 60 | 60 | 60 | 60 | 60 | 60 | 60 | 60 | 60 | 60 | 60 | 60 | 60 | 60 | 60 | 60 | 60 | 60 | 60 | 60 | 60 | 60 | 60 | 60 | 60 | 60 | 60 | 60 | 60 | 60 | 60 | 60 | 60 | 60 | 60 | 60 | 60 | 60 | 60 | 60 | 60 | 60 | 60 | 60 | 60 | 60 | 60 | 60 | 60 | 60 | 60 | 60 | 60 | 60 | 60 | 60 | 60 | 60 | 60 | 60 | 60 | 60 | 60 | 60 | 60 | 60 | 60 | 60 | 60 | 60 | 60 | 60 | 60 | 60 | 60 | 60 | 60 | 60 | 60 | 60 | 60 | 60 | 60 | 60 | 60 | 60 | 60 | 60 | 60 | 60 | 60 | 60 | 60 | 60 | 60 | 60 | 60 | 60 | 60 | 60 | 60 | 60 | 60 | 60 | 60 | 60 | 60 | 60 | 60 | 60 | 60 | 60 | 60 | 60 | 60 | 60 | 60 | 60 | 60 | 60 | 60 | 60 | 60 | 60 | 60 | 60 | 60 | 60 | 60 | 60 | 60 | 60 | 60 | 60 | 60 | 60 | 60 | 60 | 60 | 60 | 60 | 0 | 0 | 0 | 0 | 0 | 0 | 0 | 0 | 0 | 0 | 0 | 0 | 0 | 0 | 0 | 0 | 0 | 0 | 0 | 0 | 0 | 0 | 0 | 0 | 0 | 0 | 0 | 0 | 0 | 0
| 7 | 75 | 75 | 75 | 75 | 75 | 75 | 75 | 75 | 75 | 75 | 75 | 75 | 75 | 75 | 75 | 75 | 75 | 75 | 75 | 75 | 75 | 75 | 75 | 75 | 75 | 75 | 75 | 75 | 75 | 75 | 75 | 75 | 75 | 75 | 75 | 75 | 75 | 75 | 75 | 75 | 75 | 75 | 75 | 75 | 75 | 75 | 75 | 75 | 75 | 75 | 75 | 75 | 75 | 75 | 75 | 75 | 75 | 75 | 75 | 75 | 75 | 75 | 75 | 75 | 75 | 75 | 75 | 75 | 75 | 75 | 75 | 75 | 75 | 75 | 75 | 75 | 75 | 75 | 75 | 75 | 75 | 75 | 75 | 75 | 75 | 75 | 75 | 75 | 75 | 75 | 75 | 75 | 75 | 75 | 75 | 75 | 75 | 75 | 75 | 75 | 75 | 75 | 75 | 75 | 75 | 75 | 75 | 75 | 75 | 75 | 75 | 75 | 75 | 75 | 75 | 75 | 75 | 75 | 75 | 75 | 75 | 75 | 75 | 75 | 75 | 75 | 75 | 75 | 75 | 75 | 75 | 75 | 75 | 75 | 75 | 75 | 75 | 75 | 75 | 75 | 75 | 75 | 75 | 75 | 75 | 75 | 75 | 75 | 75 | 75 | 75 | 75 | 75 | 75 | 0 | 0 | 0 | 0 | 0 | 0 | 0 | 0 | 0 | 0 | 0 | 0 | 0 | 0 | 0 | 0 | 0 | 0 | 0 | 0 | 0 | 0 | 0 | 0 | 0 | 0 | 0 | 0 | 0 | 0 | 75 | 75 | 75 | 75 | 75 | 75 | 75 | 75 | 75 | 75 | 75 | 75 | 75 | 75 | 75 | 75 | 75 | 75 | 75 | 75 | 75 | 75 | 75 | 75 | 75 | 75 | 75 | 75 | 75 | 75 | 75 | 75 | 75 | 75 | 75 | 75 | 75 | 75 | 75 | 75 | 75 | 75 | 75 | 75 | 75 | 75 | 75 | 75 | 75 | 75 | 75 | 75 | 75 | 75 | 75 | 75 | 75 | 75 | 75 | 75 | 75
| 8 | 75 | 0 | 0 | 0 | 0 | 0 | 0 | 0 | 0 | 0 | 0 | 0 | 0 | 0 | 0 | 0 | 0 | 0 | 0 | 0 | 0 | 0 | 0 | 0 | 0 | 0 | 0 | 0 | 0 | 0 | 0 | 75 | 75 | 75 | 75 | 75 | 75 | 75 | 75 | 75 | 75 | 75 | 75 | 75 | 75 | 75 | 75 | 75 | 75 | 75 | 75 | 75 | 75 | 75 | 75 | 75 | 75 | 75 | 75 | 75 | 75 | 75 | 75 | 75 | 75 | 75 | 75 | 75 | 75 | 75 | 75 | 75 | 75 | 75 | 75 | 75 | 75 | 75 | 75 | 75 | 75 | 75 | 75 | 75 | 75 | 75 | 75 | 75 | 75 | 75 | 75 | 75 | 75 | 75 | 75 | 75 | 75 | 75 | 75 | 75 | 75 | 75 | 75 | 75 | 75 | 75 | 75 | 75 | 75 | 75 | 75 | 75 | 75 | 75 | 75 | 75 | 75 | 75 | 75 | 75 | 75 | 75 | 75 | 75 | 75 | 75 | 75 | 75 | 75 | 75 | 75 | 75 | 75 | 75 | 75 | 75 | 75 | 75 | 75 | 75 | 75 | 75 | 75 | 75 | 75 | 75 | 75 | 75 | 75 | 75 | 75 | 75 | 75 | 75 | 75 | 75 | 75 | 75 | 75 | 75 | 75 | 75 | 75 | 75 | 75 | 75 | 75 | 75 | 75 | 75 | 75 | 75 | 75 | 75 | 75 | 75 | 75 | 75 | 75 | 75 | 75 | 75 | 75 | 75 | 75 | 75 | 75 | 75 | 75 | 75 | 75 | 75 | 75 | 75 | 75 | 75 | 75 | 75 | 75 | 75 | 75 | 75 | 75 | 75 | 75 | 75 | 75 | 75 | 75 | 75 | 75 | 75 | 75 | 75 | 75 | 75 | 75 | 75 | 75 | 75 | 75 | 75 | 75 | 75 | 75 | 75 | 75 | 75 | 75 | 75 | 75 | 75 | 75 | 75 | 75 | 75 | 75 | 75 | 75 | 75 | 75 | 75 | 75 | 75 | 75
| TOT. |  | 435 | 435 | 435 | 435 | 435 | 435 | 435 | 435 | 435 | 435 | 435 | 435 | 435 | 435 | 435 | 435 | 435 | 435 | 435 | 435 | 435 | 435 | 435 | 435 | 435 | 435 | 435 | 435 | 435 | 435 | 510 | 510 | 510 | 510 | 510 | 510 | 510 | 510 | 510 | 510 | 510 | 510 | 510 | 510 | 510 | 510 | 510 | 510 | 510 | 510 | 510 | 510 | 510 | 510 | 510 | 510 | 510 | 510 | 510 | 510 | 510 | 510 | 510 | 510 | 510 | 510 | 510 | 510 | 510 | 510 | 510 | 510 | 510 | 510 | 510 | 510 | 510 | 510 | 510 | 510 | 510 | 510 | 510 | 510 | 510 | 510 | 510 | 510 | 510 | 510 | 510 | 510 | 510 | 510 | 510 | 510 | 510 | 510 | 510 | 510 | 510 | 510 | 510 | 510 | 510 | 510 | 510 | 510 | 510 | 510 | 510 | 510 | 510 | 510 | 510 | 510 | 510 | 510 | 510 | 510 | 510 | 510 | 510 | 510 | 510 | 510 | 510 | 510 | 510 | 510 | 510 | 510 | 510 | 510 | 510 | 510 | 510 | 510 | 510 | 510 | 510 | 510 | 510 | 510 | 510 | 510 | 510 | 510 | 510 | 510 | 510 | 510 | 510 | 435 | 435 | 435 | 435 | 435 | 435 | 435 | 435 | 435 | 435 | 435 | 435 | 435 | 435 | 435 | 435 | 435 | 435 | 435 | 435 | 435 | 435 | 435 | 435 | 435 | 435 | 435 | 435 | 435 | 435 | 450 | 450 | 450 | 450 | 450 | 450 | 450 | 450 | 450 | 450 | 450 | 450 | 450 | 450 | 450 | 450 | 450 | 450 | 450 | 450 | 450 | 450 | 450 | 450 | 450 | 450 | 450 | 450 | 450 | 450 | 450 | 450 | 450 | 450 | 450 | 450 | 450 | 450 | 450 | 450 | 450 | 450 | 450 | 450 | 450 | 450 | 450 | 450 | 450 | 450 | 450 | 450 | 450 | 450 | 450 | 450 | 450 | 450 | 450 | 450 | 450
RENGALI | 1 | 50 | 50 | 50 | 50 | 50 | 50 | 50 | 50 | 50 | 50 | 50 | 50 | 50 | 50 | 50 | 50 | 50 | 50 | 50 | 50 | 50 | 50 | 50 | 50 | 50 | 50 | 50 | 50 | 50 | 50 | 50 | 50 | 50 | 50 | 50 | 50 | 50 | 50 | 50 | 50 | 50 | 50 | 50 | 50 | 50 | 50 | 50 | 50 | 50 | 50 | 50 | 50 | 50 | 50 | 50 | 50 | 50 | 50 | 50 | 50 | 50 | 50 | 50 | 50 | 50 | 50 | 50 | 50 | 50 | 50 | 50 | 50 | 50 | 50 | 50 | 50 | 50 | 50 | 50 | 50 | 50 | 50 | 50 | 50 | 50 | 50 | 50 | 50 | 50 | 50 | 50 | 50 | 50 | 50 | 50 | 50 | 50 | 50 | 50 | 50 | 50 | 50 | 50 | 50 | 50 | 50 | 50 | 50 | 50 | 50 | 50 | 50 | 50 | 50 | 50 | 50 | 50 | 50 | 50 | 50 | 50 | 50 | 50 | 50 | 50 | 50 | 50 | 50 | 50 | 50 | 50 | 50 | 50 | 50 | 50 | 50 | 50 | 50 | 50 | 50 | 50 | 50 | 50 | 50 | 50 | 50 | 50 | 50 | 50 | 50 | 50 | 50 | 50 | 50 | 50 | 50 | 50 | 50 | 50 | 50 | 50 | 50 | 50 | 50 | 50 | 50 | 50 | 50 | 50 | 50 | 50 | 50 | 50 | 50 | 50 | 50 | 50 | 50 | 50 | 50 | 50 | 50 | 50 | 50 | 50 | 50 | 50 | 50 | 50 | 50 | 50 | 50 | 50 | 50 | 50 | 50 | 50 | 50 | 50 | 50 | 50 | 50 | 50 | 50 | 50 | 50 | 50 | 50 | 50 | 50 | 50 | 50 | 50 | 50 | 50 | 50 | 50 | 50 | 50 | 50 | 50 | 50 | 50 | 50 | 50 | 50 | 50 | 50 | 50 | 50 | 50 | 50 | 50 | 50 | 50 | 50 | 50 | 50 | 50 | 50 | 50 | 50 | 50 | 50 | 50
| 2 | 50 | 0 | 0 | 0 | 0 | 0 | 0 | 0 | 0 | 0 | 0 | 0 | 0 | 0 | 0 | 0 | 0 | 0 | 0 | 0 | 0 | 0 | 0 | 0 | 0 | 0 | 0 | 0 | 0 | 0 | 0 | 0 | 0 | 0 | 0 | 0 | 0 | 0 | 0 | 0 | 0 | 0 | 0 | 0 | 0 | 0 | 50 | 50 | 50 | 50 | 50 | 50 | 50 | 50 | 50 | 50 | 50 | 50 | 50 | 50 | 50 | 50 | 50 | 50 | 50 | 50 | 50 | 50 | 50 | 50 | 50 | 50 | 50 | 50 | 50 | 50 | 50 | 50 | 50 | 50 | 50 | 50 | 50 | 50 | 50 | 50 | 50 | 50 | 50 | 50 | 50 | 50 | 50 | 50 | 50 | 50 | 50 | 50 | 50 | 50 | 50 | 50 | 50 | 50 | 50 | 50 | 50 | 50 | 50 | 50 | 50 | 50 | 50 | 50 | 50 | 50 | 50 | 50 | 50 | 50 | 50 | 50 | 50 | 50 | 50 | 50 | 50 | 50 | 50 | 50 | 50 | 50 | 50 | 50 | 50 | 50 | 50 | 50 | 50 | 50 | 50 | 50 | 50 | 50 | 50 | 50 | 50 | 50 | 50 | 50 | 50 | 50 | 50 | 50 | 50 | 50 | 50 | 50 | 50 | 50 | 50 | 50 | 50 | 50 | 50 | 50 | 50 | 50 | 50 | 50 | 50 | 50 | 50 | 50 | 50 | 50 | 50 | 50 | 50 | 50 | 50 | 50 | 50 | 50 | 50 | 50 | 50 | 50 | 50 | 50 | 50 | 50 | 50 | 50 | 50 | 50 | 50 | 50 | 50 | 50 | 50 | 50 | 50 | 50 | 50 | 50 | 50 | 50 | 50 | 50 | 50 | 50 | 50 | 50 | 50 | 50 | 50 | 50 | 50 | 50 | 50 | 50 | 50 | 50 | 50 | 50 | 50 | 50 | 50 | 50 | 50 | 50 | 50 | 50 | 50 | 50 | 50 | 50 | 50 | 50 | 50 | 50 | 50 | 50 | 50
| 3 | 50 | 50 | 50 | 50 | 50 | 50 | 50 | 50 | 50 | 50 | 50 | 50 | 50 | 50 | 50 | 50 | 50 | 50 | 50 | 50 | 50 | 50 | 50 | 50 | 50 | 50 | 50 | 50 | 50 | 50 | 50 | 50 | 50 | 50 | 50 | 50 | 50 | 50 | 50 | 50 | 50 | 50 | 50 | 50 | 50 | 50 | 50 | 50 | 50 | 50 | 50 | 50 | 50 | 50 | 50 | 50 | 50 | 50 | 50 | 50 | 50 | 50 | 50 | 50 | 50 | 50 | 50 | 50 | 50 | 50 | 50 | 50 | 50 | 50 | 50 | 50 | 50 | 50 | 50 | 50 | 50 | 50 | 50 | 50 | 50 | 50 | 50 | 50 | 50 | 50 | 50 | 50 | 50 | 50 | 50 | 50 | 50 | 50 | 50 | 50 | 50 | 50 | 50 | 50 | 50 | 50 | 50 | 50 | 50 | 50 | 50 | 50 | 50 | 50 | 50 | 50 | 50 | 50 | 50 | 50 | 50 | 50 | 50 | 50 | 50 | 50 | 50 | 50 | 50 | 50 | 50 | 50 | 50 | 50 | 50 | 50 | 50 | 50 | 50 | 50 | 50 | 50 | 50 | 50 | 50 | 50 | 50 | 50 | 50 | 50 | 50 | 50 | 50 | 50 | 50 | 50 | 50 | 50 | 50 | 50 | 50 | 50 | 50 | 50 | 50 | 50 | 50 | 50 | 50 | 50 | 50 | 50 | 50 | 50 | 50 | 50 | 50 | 50 | 50 | 50 | 50 | 50 | 50 | 50 | 50 | 50 | 50 | 50 | 50 | 50 | 50 | 50 | 50 | 50 | 50 | 50 | 50 | 50 | 50 | 50 | 50 | 50 | 50 | 50 | 50 | 50 | 50 | 50 | 50 | 50 | 50 | 50 | 50 | 50 | 50 | 50 | 50 | 50 | 50 | 50 | 50 | 50 | 50 | 50 | 50 | 50 | 50 | 50 | 50 | 50 | 0 | 0 | 0 | 0 | 0 | 0 | 0 | 0 | 0 | 0 | 0 | 0 | 0 | 0 | 0
| 4 | 50 | 50 | 50 | 50 | 50 | 50 | 50 | 50 | 50 | 50 | 50 | 50 | 50 | 50 | 50 | 50 | 50 | 50 | 50 | 50 | 50 | 50 | 50 | 50 | 50 | 50 | 50 | 50 | 50 | 50 | 50 | 50 | 50 | 50 | 50 | 50 | 50 | 50 | 50 | 50 | 50 | 50 | 50 | 50 | 50 | 50 | 50 | 50 | 50 | 50 | 50 | 50 | 50 | 50 | 50 | 50 | 50 | 50 | 50 | 50 | 50 | 50 | 50 | 50 | 50 | 50 | 50 | 50 | 50 | 50 | 50 | 50 | 50 | 50 | 50 | 50 | 50 | 50 | 50 | 50 | 50 | 50 | 50 | 50 | 50 | 50 | 50 | 50 | 50 | 50 | 50 | 50 | 50 | 50 | 50 | 50 | 50 | 50 | 50 | 50 | 50 | 50 | 50 | 50 | 50 | 50 | 50 | 50 | 50 | 50 | 50 | 50 | 50 | 50 | 50 | 50 | 50 | 50 | 50 | 50 | 50 | 50 | 50 | 50 | 50 | 50 | 50 | 50 | 50 | 50 | 50 | 50 | 50 | 50 | 50 | 50 | 50 | 50 | 50 | 50 | 50 | 50 | 50 | 50 | 50 | 50 | 50 | 50 | 50 | 50 | 50 | 50 | 50 | 50 | 50 | 50 | 50 | 50 | 50 | 50 | 50 | 50 | 50 | 50 | 50 | 50 | 50 | 50 | 50 | 50 | 50 | 50 | 50 | 50 | 50 | 50 | 50 | 50 | 50 | 50 | 50 | 50 | 50 | 50 | 50 | 50 | 50 | 50 | 50 | 50 | 50 | 50 | 50 | 50 | 50 | 50 | 50 | 50 | 50 | 50 | 50 | 50 | 50 | 50 | 50 | 50 | 50 | 50 | 50 | 50 | 50 | 50 | 50 | 50 | 50 | 50 | 50 | 50 | 50 | 50 | 50 | 50 | 50 | 50 | 50 | 50 | 50 | 50 | 50 | 50 | 50 | 50 | 50 | 50 | 50 | 50 | 50 | 50 | 50 | 50 | 50 | 50 | 50 | 50 | 50
| 5 | 50 | 50 | 50 | 50 | 50 | 50 | 50 | 50 | 50 | 50 | 50 | 50 | 50 | 50 | 50 | 50 | 50 | 50 | 50 | 50 | 50 | 50 | 50 | 50 | 50 | 50 | 50 | 50 | 50 | 50 | 50 | 50 | 50 | 50 | 50 | 50 | 50 | 50 | 50 | 50 | 50 | 50 | 50 | 50 | 50 | 50 | 50 | 50 | 50 | 50 | 50 | 50 | 50 | 50 | 50 | 50 | 50 | 50 | 50 | 50 | 50 | 50 | 50 | 50 | 50 | 50 | 50 | 50 | 50 | 50 | 50 | 50 | 50 | 50 | 50 | 50 | 50 | 50 | 50 | 50 | 50 | 50 | 50 | 50 | 50 | 50 | 50 | 50 | 50 | 50 | 50 | 50 | 50 | 50 | 50 | 50 | 50 | 50 | 50 | 50 | 50 | 50 | 50 | 50 | 50 | 50 | 50 | 50 | 50 | 50 | 50 | 50 | 50 | 50 | 50 | 50 | 50 | 50 | 50 | 50 | 50 | 50 | 50 | 50 | 50 | 50 | 50 | 50 | 50 | 50 | 50 | 50 | 50 | 50 | 50 | 50 | 50 | 50 | 50 | 50 | 50 | 50 | 50 | 50 | 50 | 50 | 50 | 50 | 50 | 50 | 50 | 50 | 50 | 50 | 50 | 50 | 50 | 50 | 50 | 50 | 50 | 50 | 50 | 50 | 50 | 50 | 50 | 50 | 50 | 50 | 50 | 50 | 50 | 50 | 50 | 50 | 50 | 50 | 50 | 50 | 50 | 50 | 50 | 50 | 50 | 50 | 50 | 50 | 50 | 50 | 50 | 50 | 50 | 50 | 50 | 50 | 50 | 50 | 50 | 50 | 50 | 50 | 50 | 50 | 50 | 50 | 50 | 50 | 50 | 50 | 50 | 50 | 50 | 50 | 50 | 50 | 50 | 50 | 50 | 50 | 50 | 50 | 50 | 50 | 50 | 50 | 50 | 50 | 50 | 50 | 50 | 50 | 50 | 50 | 50 | 50 | 50 | 50 | 50 | 50 | 50 | 50 | 50 | 50 | 50
| TOT. |  | 200 | 200 | 200 | 200 | 200 | 200 | 200 | 200 | 200 | 200 | 200 | 200 | 200 | 200 | 200 | 200 | 200 | 200 | 200 | 200 | 200 | 200 | 200 | 200 | 200 | 200 | 200 | 200 | 200 | 200 | 200 | 200 | 200 | 200 | 200 | 200 | 200 | 200 | 200 | 200 | 200 | 200 | 200 | 200 | 200 | 250 | 250 | 250 | 250 | 250 | 250 | 250 | 250 | 250 | 250 | 250 | 250 | 250 | 250 | 250 | 250 | 250 | 250 | 250 | 250 | 250 | 250 | 250 | 250 | 250 | 250 | 250 | 250 | 250 | 250 | 250 | 250 | 250 | 250 | 250 | 250 | 250 | 250 | 250 | 250 | 250 | 250 | 250 | 250 | 250 | 250 | 250 | 250 | 250 | 250 | 250 | 250 | 250 | 250 | 250 | 250 | 250 | 250 | 250 | 250 | 250 | 250 | 250 | 250 | 250 | 250 | 250 | 250 | 250 | 250 | 250 | 250 | 250 | 250 | 250 | 250 | 250 | 250 | 250 | 250 | 250 | 250 | 250 | 250 | 250 | 250 | 250 | 250 | 250 | 250 | 250 | 250 | 250 | 250 | 250 | 250 | 250 | 250 | 250 | 250 | 250 | 250 | 250 | 250 | 250 | 250 | 250 | 250 | 250 | 250 | 250 | 250 | 250 | 250 | 250 | 250 | 250 | 250 | 250 | 250 | 250 | 250 | 250 | 250 | 250 | 250 | 250 | 250 | 250 | 250 | 250 | 250 | 250 | 250 | 250 | 250 | 250 | 250 | 250 | 250 | 250 | 250 | 250 | 250 | 250 | 250 | 250 | 250 | 250 | 250 | 250 | 250 | 250 | 250 | 250 | 250 | 250 | 250 | 250 | 250 | 250 | 250 | 250 | 250 | 250 | 250 | 250 | 250 | 250 | 250 | 250 | 250 | 250 | 250 | 250 | 250 | 250 | 250 | 250 | 250 | 250 | 250 | 250 | 250 | 200 | 200 | 200 | 200 | 200 | 200 | 200 | 200 | 200 | 200 | 200 | 200 | 200 | 200 | 200
U.KOLAB | 1 | 80 | 80 | 80 | 80 | 80 | 80 | 80 | 80 | 80 | 80 | 80 | 80 | 80 | 80 | 80 | 80 | 80 | 80 | 80 | 80 | 80 | 80 | 80 | 80 | 80 | 80 | 80 | 80 | 80 | 80 | 80 | 80 | 0 | 0 | 0 | 0 | 0 | 0 | 0 | 0 | 0 | 0 | 0 | 0 | 0 | 0 | 0 | 0 | 0 | 0 | 0 | 0 | 0 | 0 | 0 | 80 | 80 | 80 | 80 | 80 | 80 | 80 | 80 | 80 | 80 | 80 | 80 | 80 | 80 | 80 | 80 | 80 | 80 | 80 | 80 | 80 | 80 | 80 | 80 | 80 | 80 | 80 | 80 | 80 | 80 | 80 | 80 | 80 | 80 | 80 | 80 | 80 | 80 | 80 | 80 | 80 | 80 | 80 | 80 | 80 | 80 | 80 | 80 | 80 | 80 | 80 | 80 | 80 | 80 | 80 | 80 | 80 | 80 | 80 | 80 | 80 | 80 | 80 | 80 | 80 | 80 | 80 | 80 | 80 | 80 | 80 | 80 | 80 | 80 | 80 | 80 | 80 | 80 | 80 | 80 | 80 | 80 | 80 | 80 | 80 | 80 | 80 | 80 | 80 | 80 | 80 | 80 | 80 | 80 | 80 | 80 | 80 | 80 | 80 | 80 | 80 | 80 | 80 | 80 | 80 | 80 | 80 | 80 | 80 | 80 | 80 | 80 | 80 | 80 | 80 | 80 | 80 | 80 | 80 | 80 | 80 | 80 | 80 | 80 | 80 | 80 | 80 | 80 | 80 | 80 | 80 | 80 | 80 | 80 | 80 | 80 | 80 | 80 | 80 | 80 | 80 | 80 | 80 | 80 | 80 | 80 | 80 | 80 | 80 | 80 | 80 | 80 | 80 | 80 | 80 | 80 | 80 | 80 | 80 | 80 | 80 | 80 | 80 | 80 | 80 | 80 | 80 | 80 | 80 | 80 | 80 | 80 | 80 | 80 | 80 | 80 | 80 | 80 | 80 | 80 | 80 | 80 | 80 | 80 | 80 | 80 | 80 | 80 | 80 | 80
| 2 | 80 | 80 | 80 | 80 | 80 | 80 | 80 | 80 | 80 | 80 | 80 | 80 | 80 | 80 | 80 | 80 | 80 | 80 | 80 | 80 | 80 | 80 | 80 | 80 | 80 | 80 | 80 | 80 | 80 | 80 | 80 | 80 | 80 | 80 | 80 | 80 | 80 | 80 | 80 | 80 | 80 | 80 | 80 | 80 | 80 | 80 | 80 | 80 | 80 | 80 | 80 | 80 | 80 | 80 | 80 | 80 | 80 | 80 | 80 | 80 | 80 | 80 | 80 | 80 | 80 | 80 | 80 | 80 | 80 | 80 | 80 | 80 | 80 | 80 | 80 | 80 | 80 | 80 | 80 | 80 | 80 | 80 | 80 | 80 | 80 | 80 | 80 | 80 | 80 | 80 | 80 | 80 | 80 | 80 | 80 | 80 | 80 | 80 | 80 | 80 | 80 | 80 | 80 | 80 | 80 | 80 | 80 | 80 | 80 | 80 | 80 | 80 | 80 | 80 | 80 | 80 | 80 | 80 | 80 | 80 | 80 | 80 | 80 | 80 | 80 | 80 | 80 | 80 | 80 | 80 | 80 | 80 | 80 | 80 | 80 | 80 | 80 | 80 | 80 | 80 | 80 | 80 | 80 | 80 | 80 | 80 | 80 | 80 | 80 | 80 | 80 | 80 | 80 | 80 | 80 | 80 | 80 | 80 | 80 | 80 | 80 | 80 | 80 | 80 | 80 | 80 | 80 | 80 | 80 | 80 | 80 | 80 | 80 | 80 | 80 | 80 | 80 | 80 | 80 | 80 | 80 | 80 | 80 | 80 | 80 | 80 | 80 | 80 | 80 | 80 | 80 | 80 | 80 | 80 | 80 | 80 | 80 | 80 | 80 | 80 | 80 | 80 | 80 | 80 | 80 | 80 | 80 | 80 | 80 | 80 | 80 | 80 | 80 | 80 | 80 | 80 | 80 | 80 | 80 | 80 | 80 | 80 | 80 | 80 | 80 | 80 | 80 | 80 | 80 | 80 | 80 | 80 | 80 | 80 | 80 | 80 | 80 | 80 | 80 | 80 | 80 | 80 | 80 | 80 | 80
| 3 | 80 | 0 | 0 | 0 | 0 | 0 | 0 | 0 | 0 | 0 | 0 | 0 | 0 | 0 | 0 | 0 | 0 | 0 | 0 | 0 | 0 | 0 | 0 | 0 | 0 | 0 | 0 | 0 | 0 | 0 | 0 | 80 | 80 | 80 | 80 | 80 | 80 | 80 | 80 | 80 | 80 | 80 | 80 | 80 | 80 | 80 | 80 | 80 | 80 | 80 | 80 | 80 | 80 | 80 | 80 | 80 | 80 | 80 | 80 | 80 | 80 | 80 | 80 | 80 | 80 | 80 | 80 | 80 | 80 | 80 | 80 | 80 | 80 | 80 | 80 | 80 | 80 | 80 | 80 | 80 | 80 | 80 | 80 | 80 | 80 | 80 | 80 | 80 | 80 | 80 | 80 | 80 | 80 | 80 | 80 | 80 | 80 | 80 | 80 | 80 | 80 | 80 | 80 | 80 | 80 | 80 | 80 | 80 | 80 | 80 | 80 | 80 | 80 | 80 | 80 | 80 | 80 | 80 | 80 | 80 | 80 | 80 | 80 | 80 | 80 | 80 | 80 | 80 | 80 | 80 | 80 | 80 | 80 | 80 | 80 | 80 | 80 | 80 | 80 | 80 | 80 | 80 | 80 | 80 | 80 | 80 | 80 | 80 | 80 | 80 | 80 | 80 | 80 | 80 | 80 | 80 | 80 | 80 | 80 | 80 | 80 | 80 | 80 | 80 | 80 | 80 | 80 | 80 | 80 | 80 | 80 | 80 | 80 | 80 | 80 | 80 | 80 | 80 | 80 | 80 | 80 | 80 | 80 | 80 | 80 | 80 | 80 | 80 | 80 | 80 | 80 | 80 | 80 | 80 | 80 | 80 | 80 | 80 | 80 | 80 | 80 | 80 | 80 | 80 | 80 | 80 | 80 | 80 | 80 | 80 | 80 | 80 | 80 | 80 | 80 | 80 | 80 | 80 | 80 | 80 | 80 | 80 | 80 | 80 | 80 | 80 | 80 | 80 | 80 | 80 | 80 | 80 | 80 | 80 | 80 | 80 | 80 | 80 | 80 | 80 | 80 | 80 | 80 | 80 | 80
| 4 | 80 | 80 | 80 | 80 | 80 | 80 | 80 | 80 | 80 | 80 | 80 | 80 | 80 | 80 | 80 | 80 | 80 | 80 | 80 | 80 | 80 | 80 | 80 | 80 | 80 | 80 | 80 | 80 | 80 | 80 | 80 | 80 | 80 | 80 | 80 | 80 | 80 | 80 | 80 | 80 | 80 | 80 | 80 | 80 | 80 | 80 | 80 | 80 | 80 | 80 | 80 | 80 | 80 | 80 | 80 | 80 | 80 | 80 | 80 | 80 | 80 | 80 | 80 | 80 | 80 | 80 | 80 | 80 | 80 | 80 | 80 | 80 | 80 | 80 | 80 | 80 | 80 | 80 | 80 | 80 | 80 | 80 | 80 | 80 | 80 | 80 | 80 | 80 | 80 | 80 | 80 | 80 | 80 | 80 | 80 | 80 | 80 | 80 | 80 | 80 | 80 | 80 | 80 | 80 | 80 | 80 | 80 | 80 | 80 | 80 | 80 | 80 | 80 | 80 | 80 | 80 | 80 | 80 | 80 | 80 | 80 | 80 | 80 | 80 | 80 | 80 | 80 | 80 | 80 | 80 | 80 | 80 | 80 | 80 | 80 | 80 | 80 | 80 | 80 | 80 | 80 | 80 | 80 | 80 | 80 | 80 | 80 | 80 | 80 | 80 | 80 | 80 | 80 | 80 | 80 | 80 | 80 | 80 | 80 | 80 | 80 | 80 | 80 | 80 | 80 | 80 | 80 | 80 | 80 | 80 | 80 | 80 | 80 | 80 | 80 | 80 | 80 | 80 | 80 | 80 | 80 | 80 | 80 | 80 | 80 | 80 | 80 | 80 | 80 | 80 | 80 | 80 | 80 | 80 | 80 | 80 | 80 | 80 | 80 | 80 | 80 | 80 | 80 | 80 | 80 | 80 | 80 | 80 | 80 | 80 | 80 | 80 | 80 | 80 | 80 | 0 | 0 | 0 | 0 | 0 | 0 | 0 | 0 | 0 | 0 | 0 | 0 | 0 | 0 | 0 | 0 | 0 | 0 | 0 | 0 | 0 | 0 | 0 | 0 | 0 | 0 | 0 | 0 | 0 | 0
| TOT. |  | 240 | 240 | 240 | 240 | 240 | 240 | 240 | 240 | 240 | 240 | 240 | 240 | 240 | 240 | 240 | 240 | 240 | 240 | 240 | 240 | 240 | 240 | 240 | 240 | 240 | 240 | 240 | 240 | 240 | 240 | 320 | 240 | 240 | 240 | 240 | 240 | 240 | 240 | 240 | 240 | 240 | 240 | 240 | 240 | 240 | 240 | 240 | 240 | 240 | 240 | 240 | 240 | 240 | 240 | 320 | 320 | 320 | 320 | 320 | 320 | 320 | 320 | 320 | 320 | 320 | 320 | 320 | 320 | 320 | 320 | 320 | 320 | 320 | 320 | 320 | 320 | 320 | 320 | 320 | 320 | 320 | 320 | 320 | 320 | 320 | 320 | 320 | 320 | 320 | 320 | 320 | 320 | 320 | 320 | 320 | 320 | 320 | 320 | 320 | 320 | 320 | 320 | 320 | 320 | 320 | 320 | 320 | 320 | 320 | 320 | 320 | 320 | 320 | 320 | 320 | 320 | 320 | 320 | 320 | 320 | 320 | 320 | 320 | 320 | 320 | 320 | 320 | 320 | 320 | 320 | 320 | 320 | 320 | 320 | 320 | 320 | 320 | 320 | 320 | 320 | 320 | 320 | 320 | 320 | 320 | 320 | 320 | 320 | 320 | 320 | 320 | 320 | 320 | 320 | 320 | 320 | 320 | 320 | 320 | 320 | 320 | 320 | 320 | 320 | 320 | 320 | 320 | 320 | 320 | 320 | 320 | 320 | 320 | 320 | 320 | 320 | 320 | 320 | 320 | 320 | 320 | 320 | 320 | 320 | 320 | 320 | 320 | 320 | 320 | 320 | 320 | 320 | 320 | 320 | 320 | 320 | 320 | 320 | 320 | 320 | 320 | 320 | 320 | 320 | 320 | 320 | 320 | 320 | 320 | 320 | 320 | 320 | 320 | 320 | 240 | 240 | 240 | 240 | 240 | 240 | 240 | 240 | 240 | 240 | 240 | 240 | 240 | 240 | 240 | 240 | 240 | 240 | 240 | 240 | 240 | 240 | 240 | 240 | 240 | 240 | 240 | 240 | 240 | 240
INDRAVATI | 1 | 150 | 150 | 150 | 150 | 150 | 150 | 150 | 150 | 150 | 150 | 150 | 150 | 150 | 150 | 150 | 150 | 150 | 150 | 150 | 150 | 150 | 150 | 150 | 150 | 150 | 150 | 150 | 150 | 150 | 150 | 150 | 150 | 150 | 150 | 150 | 150 | 150 | 150 | 150 | 150 | 150 | 150 | 150 | 150 | 150 | 150 | 150 | 150 | 150 | 150 | 150 | 150 | 150 | 150 | 150 | 150 | 150 | 150 | 150 | 150 | 150 | 150 | 150 | 150 | 150 | 150 | 150 | 150 | 150 | 150 | 150 | 150 | 150 | 150 | 150 | 150 | 150 | 150 | 150 | 150 | 150 | 150 | 150 | 150 | 150 | 150 | 150 | 150 | 150 | 150 | 150 | 150 | 150 | 150 | 150 | 150 | 150 | 150 | 150 | 150 | 150 | 150 | 150 | 150 | 150 | 150 | 150 | 150 | 150 | 150 | 150 | 150 | 150 | 150 | 150 | 150 | 150 | 150 | 150 | 150 | 150 | 150 | 150 | 150 | 150 | 150 | 150 | 150 | 150 | 150 | 150 | 150 | 150 | 150 | 150 | 150 | 150 | 150 | 150 | 150 | 150 | 150 | 150 | 150 | 150 | 150 | 150 | 150 | 150 | 150 | 150 | 150 | 150 | 150 | 150 | 150 | 150 | 150 | 150 | 150 | 150 | 150 | 150 | 150 | 150 | 150 | 150 | 150 | 150 | 150 | 150 | 150 | 150 | 150 | 150 | 150 | 150 | 150 | 150 | 150 | 150 | 150 | 150 | 150 | 150 | 150 | 150 | 150 | 150 | 150 | 150 | 150 | 150 | 150 | 150 | 150 | 150 | 150 | 150 | 150 | 150 | 150 | 150 | 150 | 150 | 150 | 150 | 150 | 150 | 150 | 150 | 150 | 150 | 150 | 150 | 150 | 150 | 150 | 150 | 150 | 150 | 150 | 150 | 150 | 150 | 150 | 150 | 150 | 150 | 150 | 150 | 150 | 150 | 150 | 150 | 150 | 150 | 150 | 150 | 150 | 150 | 150 | 150 | 150 | 150
| 2 | 150 | 150 | 150 | 150 | 150 | 150 | 150 | 150 | 150 | 150 | 150 | 150 | 150 | 150 | 150 | 150 | 150 | 150 | 150 | 150 | 150 | 150 | 150 | 150 | 150 | 150 | 150 | 150 | 150 | 150 | 150 | 150 | 0 | 0 | 0 | 0 | 0 | 0 | 0 | 0 | 0 | 0 | 0 | 0 | 0 | 0 | 0 | 0 | 0 | 0 | 0 | 0 | 0 | 0 | 0 | 0 | 0 | 150 | 150 | 150 | 150 | 150 | 150 | 150 | 150 | 150 | 150 | 150 | 150 | 150 | 150 | 150 | 150 | 150 | 150 | 150 | 150 | 150 | 150 | 150 | 150 | 150 | 150 | 150 | 150 | 150 | 150 | 150 | 150 | 150 | 150 | 150 | 150 | 150 | 150 | 150 | 150 | 150 | 150 | 150 | 150 | 150 | 150 | 150 | 150 | 150 | 150 | 150 | 150 | 150 | 150 | 150 | 150 | 150 | 150 | 150 | 150 | 150 | 150 | 150 | 150 | 150 | 150 | 150 | 150 | 150 | 150 | 150 | 150 | 150 | 150 | 150 | 150 | 150 | 150 | 150 | 150 | 150 | 150 | 150 | 150 | 150 | 150 | 150 | 150 | 150 | 150 | 150 | 150 | 150 | 150 | 150 | 150 | 150 | 150 | 150 | 150 | 150 | 150 | 150 | 150 | 150 | 150 | 150 | 150 | 150 | 150 | 150 | 150 | 150 | 150 | 150 | 150 | 150 | 150 | 150 | 150 | 150 | 150 | 150 | 150 | 150 | 150 | 150 | 150 | 150 | 150 | 150 | 150 | 150 | 150 | 150 | 150 | 150 | 150 | 150 | 150 | 150 | 150 | 150 | 150 | 150 | 150 | 150 | 150 | 150 | 150 | 150 | 150 | 150 | 150 | 150 | 150 | 150 | 150 | 150 | 150 | 150 | 150 | 150 | 150 | 150 | 150 | 150 | 150 | 150 | 150 | 150 | 150 | 150 | 150 | 150 | 150 | 150 | 150 | 150 | 150 | 150 | 150 | 150 | 150 | 150 | 150 | 150 | 150
| 3 | 150 | 0 | 0 | 0 | 0 | 0 | 0 | 0 | 0 | 0 | 0 | 0 | 0 | 0 | 0 | 0 | 0 | 0 | 0 | 0 | 0 | 0 | 0 | 0 | 0 | 0 | 150 | 150 | 150 | 150 | 150 | 150 | 150 | 150 | 150 | 150 | 150 | 150 | 150 | 150 | 150 | 150 | 150 | 150 | 150 | 150 | 150 | 150 | 150 | 150 | 150 | 150 | 150 | 150 | 150 | 150 | 150 | 150 | 150 | 150 | 150 | 150 | 150 | 150 | 150 | 150 | 150 | 150 | 150 | 150 | 150 | 150 | 150 | 150 | 150 | 150 | 150 | 150 | 150 | 150 | 150 | 150 | 150 | 150 | 150 | 150 | 150 | 150 | 150 | 150 | 150 | 150 | 150 | 150 | 150 | 150 | 150 | 150 | 150 | 150 | 150 | 150 | 150 | 150 | 150 | 150 | 150 | 150 | 150 | 150 | 150 | 150 | 150 | 150 | 150 | 150 | 150 | 150 | 150 | 150 | 150 | 150 | 150 | 150 | 150 | 150 | 150 | 150 | 150 | 150 | 150 | 150 | 150 | 150 | 150 | 150 | 150 | 150 | 150 | 150 | 150 | 150 | 150 | 150 | 150 | 150 | 150 | 150 | 150 | 150 | 150 | 150 | 150 | 150 | 150 | 150 | 150 | 150 | 150 | 150 | 150 | 150 | 150 | 150 | 150 | 150 | 150 | 150 | 150 | 150 | 150 | 150 | 150 | 150 | 150 | 150 | 150 | 150 | 150 | 150 | 150 | 150 | 150 | 150 | 150 | 150 | 150 | 150 | 150 | 150 | 150 | 150 | 150 | 150 | 150 | 150 | 150 | 150 | 150 | 150 | 150 | 150 | 150 | 150 | 150 | 150 | 150 | 150 | 150 | 150 | 150 | 150 | 150 | 150 | 150 | 150 | 150 | 150 | 150 | 150 | 150 | 150 | 150 | 150 | 150 | 150 | 150 | 150 | 150 | 150 | 150 | 150 | 150 | 150 | 150 | 150 | 150 | 150 | 150 | 150 | 150 | 150 | 150 | 150 | 150
| 4 | 150 | 150 | 150 | 150 | 150 | 150 | 150 | 150 | 150 | 150 | 150 | 150 | 150 | 150 | 150 | 150 | 150 | 150 | 150 | 150 | 150 | 150 | 150 | 150 | 150 | 150 | 150 | 150 | 150 | 150 | 150 | 150 | 150 | 150 | 150 | 150 | 150 | 150 | 150 | 150 | 150 | 150 | 150 | 150 | 150 | 150 | 150 | 150 | 150 | 150 | 150 | 150 | 150 | 150 | 150 | 150 | 150 | 150 | 150 | 150 | 150 | 150 | 150 | 150 | 150 | 150 | 150 | 150 | 150 | 150 | 150 | 150 | 150 | 150 | 150 | 150 | 150 | 150 | 150 | 150 | 150 | 150 | 150 | 150 | 150 | 150 | 150 | 150 | 150 | 150 | 150 | 150 | 150 | 150 | 150 | 150 | 150 | 150 | 150 | 150 | 150 | 150 | 150 | 150 | 150 | 150 | 150 | 150 | 150 | 150 | 150 | 150 | 150 | 150 | 150 | 150 | 150 | 150 | 150 | 150 | 150 | 150 | 150 | 150 | 150 | 150 | 150 | 150 | 150 | 150 | 150 | 150 | 150 | 150 | 150 | 150 | 150 | 150 | 150 | 150 | 150 | 150 | 150 | 150 | 150 | 150 | 150 | 150 | 150 | 150 | 150 | 150 | 150 | 150 | 150 | 150 | 150 | 150 | 150 | 150 | 150 | 150 | 150 | 150 | 150 | 150 | 150 | 150 | 150 | 150 | 150 | 150 | 150 | 150 | 150 | 150 | 150 | 150 | 150 | 150 | 150 | 150 | 150 | 150 | 150 | 150 | 150 | 150 | 150 | 150 | 150 | 150 | 150 | 150 | 150 | 150 | 150 | 150 | 150 | 150 | 150 | 150 | 150 | 150 | 150 | 150 | 150 | 150 | 150 | 150 | 150 | 150 | 150 | 150 | 150 | 0 | 0 | 0 | 0 | 0 | 0 | 0 | 0 | 0 | 0 | 0 | 0 | 0 | 0 | 0 | 0 | 0 | 0 | 0 | 0 | 0 | 0 | 0 | 0 | 0 | 0 | 0 | 0 | 0 | 0
| TOT. |  | 450 | 450 | 450 | 450 | 450 | 450 | 450 | 450 | 450 | 450 | 450 | 450 | 450 | 450 | 450 | 450 | 450 | 450 | 450 | 450 | 450 | 450 | 450 | 450 | 450 | 600 | 600 | 600 | 600 | 600 | 600 | 450 | 450 | 450 | 450 | 450 | 450 | 450 | 450 | 450 | 450 | 450 | 450 | 450 | 450 | 450 | 450 | 450 | 450 | 450 | 450 | 450 | 450 | 450 | 450 | 450 | 600 | 600 | 600 | 600 | 600 | 600 | 600 | 600 | 600 | 600 | 600 | 600 | 600 | 600 | 600 | 600 | 600 | 600 | 600 | 600 | 600 | 600 | 600 | 600 | 600 | 600 | 600 | 600 | 600 | 600 | 600 | 600 | 600 | 600 | 600 | 600 | 600 | 600 | 600 | 600 | 600 | 600 | 600 | 600 | 600 | 600 | 600 | 600 | 600 | 600 | 600 | 600 | 600 | 600 | 600 | 600 | 600 | 600 | 600 | 600 | 600 | 600 | 600 | 600 | 600 | 600 | 600 | 600 | 600 | 600 | 600 | 600 | 600 | 600 | 600 | 600 | 600 | 600 | 600 | 600 | 600 | 600 | 600 | 600 | 600 | 600 | 600 | 600 | 600 | 600 | 600 | 600 | 600 | 600 | 600 | 600 | 600 | 600 | 600 | 600 | 600 | 600 | 600 | 600 | 600 | 600 | 600 | 600 | 600 | 600 | 600 | 600 | 600 | 600 | 600 | 600 | 600 | 600 | 600 | 600 | 600 | 600 | 600 | 600 | 600 | 600 | 600 | 600 | 600 | 600 | 600 | 600 | 600 | 600 | 600 | 600 | 600 | 600 | 600 | 600 | 600 | 600 | 600 | 600 | 600 | 600 | 600 | 600 | 600 | 600 | 600 | 600 | 600 | 600 | 600 | 600 | 600 | 600 | 450 | 450 | 450 | 450 | 450 | 450 | 450 | 450 | 450 | 450 | 450 | 450 | 450 | 450 | 450 | 450 | 450 | 450 | 450 | 450 | 450 | 450 | 450 | 450 | 450 | 450 | 450 | 450 | 450 | 450
| OHPC |  | 1672.5 | 1648.5 | 1648.5 | 1648.5 | 1648.5 | 1648.5 | 1648.5 | 1616.5 | 1616.5 | 1616.5 | 1616.5 | 1616.5 | 1616.5 | 1616.5 | 1616.5 | 1616.5 | 1616.5 | 1616.5 | 1616.5 | 1616.5 | 1616.5 | 1616.5 | 1616.5 | 1616.5 | 1616.5 | 1766.5 | 1766.5 | 1766.5 | 1766.5 | 1766.5 | 1953.5 | 1723.5 | 1723.5 | 1723.5 | 1723.5 | 1723.5 | 1723.5 | 1723.5 | 1723.5 | 1723.5 | 1723.5 | 1747.5 | 1723.5 | 1723.5 | 1723.5 | 1773.5 | 1773.5 | 1773.5 | 1773.5 | 1773.5 | 1773.5 | 1773.5 | 1773.5 | 1773.5 | 1853.5 | 1853.5 | 2003.5 | 2003.5 | 2003.5 | 2003.5 | 2003.5 | 2027.5 | 2027.5 | 2027.5 | 2027.5 | 2027.5 | 2027.5 | 2027.5 | 2027.5 | 2027.5 | 2027.5 | 2027.5 | 2027.5 | 2027.5 | 2027.5 | 2027.5 | 2027.5 | 2027.5 | 2027.5 | 2027.5 | 2027.5 | 2027.5 | 2027.5 | 2027.5 | 2027.5 | 2027.5 | 2027.5 | 2027.5 | 2027.5 | 2027.5 | 2027.5 | 2027.5 | 2027.5 | 2027.5 | 2027.5 | 2027.5 | 2027.5 | 2027.5 | 2027.5 | 2027.5 | 2027.5 | 2027.5 | 2027.5 | 2027.5 | 2027.5 | 2027.5 | 2027.5 | 2027.5 | 2027.5 | 2027.5 | 2027.5 | 2027.5 | 2027.5 | 2027.5 | 2027.5 | 2027.5 | 2027.5 | 2027.5 | 2027.5 | 2027.5 | 2027.5 | 2027.5 | 2027.5 | 2027.5 | 2027.5 | 2027.5 | 2027.5 | 2027.5 | 2027.5 | 2027.5 | 2027.5 | 2027.5 | 2027.5 | 2027.5 | 2027.5 | 2027.5 | 2027.5 | 2027.5 | 2027.5 | 2027.5 | 2027.5 | 2027.5 | 2027.5 | 2027.5 | 2027.5 | 2027.5 | 2027.5 | 2027.5 | 2027.5 | 2027.5 | 2027.5 | 2027.5 | 2027.5 | 1952.5 | 1952.5 | 1952.5 | 1952.5 | 1952.5 | 1952.5 | 1952.5 | 1952.5 | 1952.5 | 1952.5 | 1952.5 | 1952.5 | 1952.5 | 1952.5 | 1952.5 | 1952.5 | 1952.5 | 1952.5 | 1952.5 | 1952.5 | 1952.5 | 1952.5 | 1952.5 | 1952.5 | 1952.5 | 1952.5 | 1952.5 | 1952.5 | 1952.5 | 1952.5 | 1967.5 | 1967.5 | 1967.5 | 1967.5 | 1967.5 | 1967.5 | 1967.5 | 1967.5 | 1967.5 | 1967.5 | 1967.5 | 1967.5 | 1967.5 | 1967.5 | 1967.5 | 1967.5 | 1967.5 | 1967.5 | 1967.5 | 1967.5 | 1967.5 | 1967.5 | 1967.5 | 1967.5 | 1967.5 | 1967.5 | 1967.5 | 1967.5 | 1967.5 | 1967.5 | 1967.5 | 1665.5 | 1665.5 | 1665.5 | 1616 | 1616 | 1616 | 1616 | 1616 | 1616 | 1616 | 1616 | 1616 | 1616 | 1616 | 1616 | 1566 | 1566 | 1566 | 1566 | 1566 | 1566 | 1566 | 1566 | 1566 | 1566 | 1566 | 1566 | 1566 | 1566 | 1566
TTPS - I | 1 | 60 | 60 | 60 | 60 | 60 | 60 | 60 | 60 | 60 | 60 | 60 | 60 | 60 | 60 | 60 | 60 | 60 | 60 | 60 | 60 | 60 | 60 | 60 | 60 | 60 | 60 | 60 | 60 | 60 | 60 | 60 | 60 | 60 | 60 | 60 | 60 | 60 | 60 | 60 | 60 | 60 | 60 | 60 | 60 | 60 | 60 | 60 | 60 | 60 | 60 | 60 | 60 | 60 | 60 | 60 | 60 | 60 | 60 | 60 | 60 | 60 | 60 | 60 | 60 | 60 | 60 | 60 | 60 | 60 | 60 | 60 | 60 | 60 | 60 | 60 | 60 | 60 | 60 | 60 | 60 | 60 | 60 | 60 | 60 | 60 | 60 | 60 | 60 | 60 | 60 | 60 | 60 | 60 | 60 | 60 | 60 | 60 | 60 | 60 | 60 | 60 | 60 | 60 | 60 | 60 | 60 | 60 | 60 | 60 | 60 | 60 | 60 | 60 | 60 | 60 | 60 | 60 | 60 | 60 | 60 | 60 | 60 | 60 | 60 | 60 | 60 | 60 | 60 | 60 | 60 | 60 | 60 | 60 | 60 | 60 | 60 | 60 | 60 | 60 | 60 | 60 | 60 | 60 | 60 | 60 | 60 | 60 | 60 | 60 | 60 | 60 | 60 | 60 | 60 | 60 | 60 | 60 | 60 | 60 | 60 | 60 | 60 | 60 | 60 | 60 | 60 | 60 | 60 | 60 | 60 | 60 | 60 | 60 | 60 | 60 | 60 | 60 | 60 | 60 | 60 | 60 | 60 | 60 | 60 | 60 | 60 | 60 | 60 | 60 | 60 | 60 | 60 | 60 | 60 | 60 | 60 | 60 | 60 | 60 | 60 | 60 | 60 | 0 | 0 | 0 | 0 | 0 | 0 | 0 | 0 | 0 | 0 | 0 | 0 | 0 | 0 | 0 | 60 | 60 | 60 | 60 | 60 | 60 | 60 | 60 | 60 | 60 | 60 | 60 | 60 | 60 | 60 | 60 | 60 | 60 | 60 | 60 | 60 | 60 | 60 | 60 | 60 | 60 | 60 | 60
| 2 | 60 | 60 | 60 | 60 | 60 | 60 | 60 | 60 | 60 | 60 | 60 | 60 | 60 | 60 | 60 | 60 | 60 | 60 | 60 | 60 | 60 | 60 | 60 | 60 | 60 | 60 | 60 | 60 | 60 | 60 | 60 | 60 | 60 | 60 | 60 | 60 | 60 | 60 | 60 | 60 | 60 | 60 | 60 | 60 | 60 | 60 | 60 | 60 | 60 | 60 | 60 | 60 | 60 | 60 | 60 | 60 | 60 | 60 | 60 | 60 | 60 | 60 | 60 | 60 | 60 | 60 | 60 | 60 | 60 | 60 | 60 | 60 | 60 | 60 | 60 | 60 | 60 | 60 | 60 | 60 | 60 | 60 | 60 | 60 | 60 | 60 | 60 | 60 | 60 | 60 | 60 | 60 | 60 | 60 | 60 | 60 | 60 | 60 | 60 | 60 | 60 | 60 | 60 | 60 | 60 | 60 | 60 | 60 | 60 | 60 | 60 | 60 | 60 | 60 | 60 | 60 | 60 | 60 | 60 | 60 | 60 | 60 | 60 | 60 | 60 | 60 | 60 | 60 | 60 | 60 | 60 | 60 | 60 | 60 | 60 | 60 | 60 | 60 | 60 | 0 | 0 | 0 | 0 | 0 | 0 | 0 | 0 | 0 | 0 | 0 | 0 | 0 | 0 | 0 | 0 | 0 | 0 | 0 | 0 | 0 | 0 | 0 | 0 | 0 | 0 | 0 | 0 | 0 | 0 | 60 | 60 | 60 | 60 | 60 | 60 | 60 | 60 | 60 | 60 | 60 | 60 | 60 | 60 | 60 | 60 | 60 | 60 | 60 | 60 | 60 | 60 | 60 | 60 | 60 | 60 | 60 | 60 | 60 | 60 | 60 | 60 | 60 | 60 | 60 | 60 | 60 | 60 | 60 | 60 | 60 | 60 | 60 | 60 | 60 | 60 | 60 | 60 | 60 | 60 | 60 | 60 | 60 | 60 | 60 | 60 | 60 | 60 | 60 | 60 | 60 | 60 | 60 | 60 | 60 | 60 | 60 | 60 | 60 | 60 | 60 | 60 | 60 | 60 | 60 | 60
| 3 | 60 | 60 | 60 | 60 | 60 | 60 | 60 | 60 | 60 | 60 | 60 | 60 | 60 | 60 | 60 | 60 | 60 | 60 | 60 | 60 | 60 | 60 | 60 | 60 | 60 | 60 | 60 | 60 | 60 | 60 | 60 | 60 | 60 | 60 | 60 | 60 | 60 | 60 | 60 | 60 | 60 | 60 | 60 | 60 | 60 | 60 | 60 | 60 | 60 | 60 | 60 | 60 | 60 | 60 | 60 | 60 | 60 | 60 | 60 | 60 | 60 | 60 | 60 | 60 | 60 | 60 | 60 | 60 | 60 | 60 | 60 | 60 | 60 | 60 | 60 | 60 | 60 | 60 | 60 | 60 | 60 | 60 | 60 | 60 | 60 | 60 | 60 | 60 | 60 | 60 | 60 | 60 | 60 | 60 | 60 | 60 | 60 | 60 | 60 | 60 | 60 | 60 | 0 | 0 | 0 | 0 | 0 | 0 | 0 | 0 | 0 | 0 | 0 | 0 | 0 | 0 | 0 | 60 | 60 | 60 | 60 | 60 | 60 | 60 | 60 | 60 | 60 | 60 | 60 | 60 | 60 | 60 | 60 | 60 | 60 | 60 | 60 | 60 | 60 | 60 | 60 | 60 | 60 | 60 | 60 | 60 | 60 | 60 | 60 | 60 | 60 | 60 | 60 | 60 | 60 | 60 | 60 | 60 | 60 | 60 | 60 | 60 | 60 | 60 | 60 | 60 | 60 | 60 | 60 | 60 | 60 | 60 | 60 | 60 | 60 | 60 | 60 | 60 | 60 | 60 | 60 | 60 | 60 | 60 | 60 | 60 | 60 | 60 | 60 | 60 | 60 | 60 | 60 | 60 | 60 | 60 | 60 | 60 | 60 | 60 | 60 | 60 | 60 | 60 | 60 | 60 | 60 | 60 | 60 | 60 | 60 | 60 | 60 | 60 | 60 | 60 | 60 | 60 | 60 | 60 | 60 | 60 | 60 | 60 | 60 | 60 | 60 | 60 | 60 | 60 | 60 | 60 | 60 | 60 | 60 | 60 | 60 | 60 | 60 | 60 | 60 | 60 | 60 | 60 | 60
| 4 | 60 | 60 | 60 | 60 | 60 | 60 | 60 | 60 | 60 | 60 | 60 | 60 | 60 | 60 | 60 | 60 | 60 | 60 | 60 | 60 | 60 | 60 | 60 | 60 | 60 | 60 | 60 | 60 | 60 | 60 | 60 | 60 | 60 | 60 | 60 | 60 | 60 | 60 | 60 | 60 | 60 | 60 | 60 | 60 | 60 | 60 | 60 | 60 | 60 | 60 | 60 | 60 | 60 | 60 | 60 | 60 | 60 | 60 | 60 | 60 | 60 | 60 | 60 | 60 | 60 | 60 | 60 | 60 | 60 | 60 | 60 | 60 | 60 | 60 | 60 | 60 | 60 | 60 | 60 | 60 | 60 | 60 | 60 | 60 | 60 | 60 | 60 | 60 | 60 | 60 | 60 | 60 | 60 | 60 | 60 | 60 | 60 | 60 | 60 | 60 | 60 | 60 | 60 | 60 | 60 | 60 | 60 | 60 | 60 | 60 | 60 | 60 | 60 | 60 | 60 | 60 | 60 | 60 | 60 | 60 | 60 | 60 | 60 | 60 | 60 | 60 | 60 | 60 | 60 | 60 | 60 | 60 | 60 | 60 | 60 | 60 | 60 | 60 | 60 | 60 | 60 | 60 | 60 | 60 | 60 | 60 | 60 | 60 | 60 | 60 | 60 | 60 | 60 | 60 | 60 | 60 | 60 | 60 | 60 | 60 | 60 | 60 | 60 | 60 | 60 | 60 | 60 | 60 | 60 | 60 | 60 | 60 | 60 | 60 | 60 | 0 | 0 | 0 | 0 | 0 | 0 | 0 | 0 | 0 | 0 | 0 | 0 | 0 | 0 | 0 | 60 | 60 | 60 | 60 | 60 | 60 | 60 | 60 | 60 | 60 | 60 | 60 | 60 | 60 | 60 | 60 | 60 | 60 | 60 | 60 | 60 | 60 | 60 | 60 | 60 | 60 | 60 | 60 | 60 | 60 | 60 | 60 | 60 | 60 | 60 | 60 | 60 | 60 | 60 | 60 | 60 | 60 | 60 | 60 | 60 | 60 | 60 | 60 | 60 | 60 | 60 | 60 | 60 | 60 | 60
| TOT. |  | 240 | 240 | 240 | 240 | 240 | 240 | 240 | 240 | 240 | 240 | 240 | 240 | 240 | 240 | 240 | 240 | 240 | 240 | 240 | 240 | 240 | 240 | 240 | 240 | 240 | 240 | 240 | 240 | 240 | 240 | 240 | 240 | 240 | 240 | 240 | 240 | 240 | 240 | 240 | 240 | 240 | 240 | 240 | 240 | 240 | 240 | 240 | 240 | 240 | 240 | 240 | 240 | 240 | 240 | 240 | 240 | 240 | 240 | 240 | 240 | 240 | 240 | 240 | 240 | 240 | 240 | 240 | 240 | 240 | 240 | 240 | 240 | 240 | 240 | 240 | 240 | 240 | 240 | 240 | 240 | 240 | 240 | 240 | 240 | 240 | 240 | 240 | 240 | 240 | 240 | 240 | 240 | 240 | 240 | 240 | 240 | 240 | 240 | 240 | 240 | 240 | 180 | 180 | 180 | 180 | 180 | 180 | 180 | 180 | 180 | 180 | 180 | 180 | 180 | 180 | 180 | 240 | 240 | 240 | 240 | 240 | 240 | 240 | 240 | 240 | 240 | 240 | 240 | 240 | 240 | 240 | 240 | 240 | 240 | 240 | 240 | 240 | 240 | 180 | 180 | 180 | 180 | 180 | 180 | 180 | 180 | 180 | 180 | 180 | 180 | 180 | 180 | 180 | 180 | 180 | 180 | 180 | 180 | 180 | 180 | 180 | 180 | 180 | 180 | 180 | 180 | 180 | 180 | 240 | 240 | 240 | 240 | 240 | 240 | 180 | 180 | 180 | 180 | 180 | 180 | 180 | 180 | 180 | 180 | 180 | 180 | 180 | 180 | 180 | 240 | 240 | 240 | 240 | 240 | 240 | 240 | 240 | 240 | 240 | 240 | 240 | 180 | 180 | 180 | 180 | 180 | 180 | 180 | 180 | 180 | 180 | 180 | 180 | 180 | 180 | 180 | 240 | 240 | 240 | 240 | 240 | 240 | 240 | 240 | 240 | 240 | 240 | 240 | 240 | 240 | 240 | 240 | 240 | 240 | 240 | 240 | 240 | 240 | 240 | 240 | 240 | 240 | 240 | 240
TTPS - II | 5 | 110 | 110 | 110 | 110 | 110 | 110 | 110 | 0 | 0 | 0 | 0 | 0 | 0 | 0 | 0 | 0 | 0 | 0 | 0 | 0 | 0 | 0 | 0 | 0 | 0 | 0 | 0 | 110 | 110 | 110 | 110 | 110 | 110 | 110 | 110 | 110 | 110 | 110 | 110 | 110 | 110 | 110 | 110 | 110 | 110 | 110 | 110 | 110 | 110 | 110 | 110 | 110 | 110 | 110 | 110 | 110 | 110 | 110 | 110 | 110 | 110 | 110 | 110 | 110 | 110 | 110 | 110 | 110 | 110 | 110 | 110 | 110 | 110 | 110 | 110 | 110 | 110 | 110 | 110 | 110 | 110 | 110 | 110 | 110 | 110 | 110 | 110 | 110 | 110 | 110 | 110 | 110 | 110 | 110 | 110 | 110 | 110 | 110 | 110 | 110 | 110 | 110 | 110 | 110 | 110 | 110 | 110 | 110 | 110 | 110 | 110 | 110 | 110 | 110 | 110 | 110 | 110 | 110 | 110 | 110 | 110 | 110 | 110 | 110 | 110 | 110 | 110 | 110 | 110 | 110 | 110 | 110 | 110 | 110 | 110 | 110 | 110 | 110 | 110 | 110 | 110 | 110 | 110 | 110 | 110 | 110 | 110 | 110 | 110 | 110 | 110 | 110 | 110 | 110 | 110 | 110 | 110 | 110 | 110 | 110 | 110 | 110 | 110 | 110 | 110 | 110 | 110 | 110 | 110 | 110 | 110 | 110 | 110 | 110 | 110 | 110 | 110 | 110 | 110 | 110 | 110 | 110 | 110 | 110 | 110 | 110 | 110 | 110 | 110 | 110 | 110 | 110 | 110 | 110 | 110 | 110 | 110 | 110 | 110 | 110 | 110 | 110 | 110 | 110 | 110 | 110 | 110 | 110 | 110 | 110 | 110 | 110 | 110 | 110 | 110 | 110 | 110 | 110 | 110 | 110 | 110 | 110 | 110 | 110 | 110 | 110 | 110 | 110 | 110 | 110 | 110 | 110 | 110 | 110 | 110 | 110 | 110 | 110 | 110 | 110 | 110 | 110 | 110 | 110 | 110
| 6 | 110 | 110 | 110 | 110 | 110 | 110 | 110 | 110 | 110 | 110 | 110 | 110 | 110 | 110 | 110 | 110 | 110 | 110 | 110 | 110 | 110 | 110 | 110 | 110 | 110 | 110 | 110 | 110 | 110 | 110 | 110 | 110 | 110 | 110 | 110 | 110 | 110 | 110 | 110 | 110 | 110 | 110 | 110 | 110 | 110 | 110 | 110 | 110 | 110 | 110 | 110 | 110 | 110 | 110 | 110 | 110 | 110 | 110 | 110 | 110 | 110 | 110 | 110 | 110 | 110 | 110 | 110 | 110 | 110 | 110 | 110 | 110 | 110 | 110 | 110 | 110 | 110 | 110 | 110 | 110 | 110 | 110 | 110 | 110 | 110 | 110 | 110 | 110 | 110 | 110 | 110 | 110 | 110 | 110 | 110 | 110 | 110 | 110 | 110 | 110 | 110 | 110 | 110 | 110 | 110 | 110 | 110 | 110 | 110 | 110 | 110 | 110 | 110 | 110 | 110 | 110 | 110 | 110 | 0 | 0 | 0 | 0 | 0 | 0 | 0 | 0 | 0 | 0 | 0 | 0 | 0 | 0 | 0 | 0 | 0 | 0 | 0 | 0 | 110 | 110 | 110 | 110 | 110 | 110 | 110 | 110 | 110 | 110 | 110 | 110 | 110 | 110 | 110 | 110 | 110 | 110 | 110 | 110 | 110 | 110 | 110 | 110 | 110 | 110 | 110 | 110 | 110 | 110 | 110 | 110 | 110 | 110 | 110 | 110 | 110 | 110 | 110 | 110 | 110 | 110 | 110 | 110 | 110 | 110 | 110 | 110 | 110 | 110 | 110 | 110 | 110 | 110 | 110 | 110 | 110 | 110 | 110 | 110 | 110 | 110 | 110 | 110 | 110 | 110 | 110 | 110 | 110 | 110 | 110 | 110 | 110 | 110 | 110 | 110 | 110 | 110 | 110 | 110 | 110 | 110 | 110 | 110 | 110 | 110 | 110 | 110 | 110 | 110 | 110 | 110 | 110 | 110 | 110 | 110 | 110 | 110 | 110 | 110 | 110 | 110 | 110 | 110 | 110 | 110 | 110
| TOT. |  | 220 | 220 | 220 | 220 | 220 | 220 | 110 | 110 | 110 | 110 | 110 | 110 | 110 | 110 | 110 | 110 | 110 | 110 | 110 | 110 | 110 | 110 | 110 | 110 | 110 | 110 | 220 | 220 | 220 | 220 | 220 | 220 | 220 | 220 | 220 | 220 | 220 | 220 | 220 | 220 | 220 | 220 | 220 | 220 | 220 | 220 | 220 | 220 | 220 | 220 | 220 | 220 | 220 | 220 | 220 | 220 | 220 | 220 | 220 | 220 | 220 | 220 | 220 | 220 | 220 | 220 | 220 | 220 | 220 | 220 | 220 | 220 | 220 | 220 | 220 | 220 | 220 | 220 | 220 | 220 | 220 | 220 | 220 | 220 | 220 | 220 | 220 | 220 | 220 | 220 | 220 | 220 | 220 | 220 | 220 | 220 | 220 | 220 | 220 | 220 | 220 | 220 | 220 | 220 | 220 | 220 | 220 | 220 | 220 | 220 | 220 | 220 | 220 | 220 | 220 | 220 | 220 | 110 | 110 | 110 | 110 | 110 | 110 | 110 | 110 | 110 | 110 | 110 | 110 | 110 | 110 | 110 | 110 | 110 | 110 | 110 | 110 | 220 | 220 | 220 | 220 | 220 | 220 | 220 | 220 | 220 | 220 | 220 | 220 | 220 | 220 | 220 | 220 | 220 | 220 | 220 | 220 | 220 | 220 | 220 | 220 | 220 | 220 | 220 | 220 | 220 | 220 | 220 | 220 | 220 | 220 | 220 | 220 | 220 | 220 | 220 | 220 | 220 | 220 | 220 | 220 | 220 | 220 | 220 | 220 | 220 | 220 | 220 | 220 | 220 | 220 | 220 | 220 | 220 | 220 | 220 | 220 | 220 | 220 | 220 | 220 | 220 | 220 | 220 | 220 | 220 | 220 | 220 | 220 | 220 | 220 | 220 | 220 | 220 | 220 | 220 | 220 | 220 | 220 | 220 | 220 | 220 | 220 | 220 | 220 | 220 | 220 | 220 | 220 | 220 | 220 | 220 | 220 | 220 | 220 | 220 | 220 | 220 | 220 | 220 | 220 | 220 | 220 | 220
IB.T.P.S | 1 | 210 | 210 | 210 | 210 | 210 | 210 | 210 | 210 | 210 | 210 | 210 | 210 | 210 | 210 | 210 | 210 | 210 | 210 | 210 | 210 | 210 | 210 | 210 | 210 | 210 | 210 | 210 | 210 | 210 | 210 | 210 | 210 | 210 | 210 | 210 | 210 | 210 | 210 | 210 | 210 | 210 | 210 | 210 | 210 | 210 | 210 | 210 | 210 | 210 | 210 | 210 | 210 | 210 | 210 | 210 | 210 | 210 | 210 | 210 | 210 | 210 | 210 | 210 | 210 | 210 | 210 | 210 | 210 | 210 | 210 | 210 | 210 | 210 | 210 | 210 | 210 | 210 | 210 | 210 | 210 | 210 | 210 | 210 | 210 | 210 | 210 | 210 | 210 | 210 | 210 | 210 | 210 | 210 | 210 | 210 | 210 | 210 | 210 | 210 | 210 | 210 | 210 | 210 | 210 | 210 | 210 | 210 | 210 | 210 | 210 | 210 | 210 | 210 | 210 | 210 | 210 | 210 | 210 | 210 | 210 | 210 | 210 | 210 | 210 | 210 | 210 | 210 | 210 | 210 | 210 | 210 | 210 | 210 | 210 | 210 | 210 | 210 | 210 | 210 | 210 | 210 | 210 | 210 | 210 | 210 | 210 | 210 | 210 | 210 | 210 | 210 | 210 | 210 | 210 | 210 | 210 | 210 | 210 | 210 | 210 | 210 | 210 | 210 | 210 | 210 | 210 | 210 | 210 | 210 | 210 | 210 | 210 | 210 | 210 | 210 | 210 | 210 | 210 | 210 | 210 | 210 | 210 | 210 | 210 | 210 | 210 | 210 | 210 | 210 | 210 | 210 | 210 | 210 | 210 | 210 | 210 | 210 | 210 | 210 | 210 | 210 | 210 | 210 | 210 | 210 | 210 | 210 | 210 | 210 | 210 | 210 | 210 | 210 | 210 | 210 | 0 | 0 | 0 | 0 | 0 | 0 | 0 | 0 | 0 | 0 | 0 | 0 | 0 | 0 | 0 | 0 | 0 | 0 | 0 | 0 | 0 | 0 | 0 | 0 | 0 | 0 | 0 | 0 | 0 | 0
| 2 | 210 | 210 | 210 | 210 | 210 | 210 | 210 | 210 | 210 | 210 | 210 | 210 | 210 | 210 | 210 | 210 | 210 | 210 | 210 | 210 | 210 | 210 | 210 | 210 | 210 | 210 | 210 | 210 | 210 | 210 | 210 | 210 | 210 | 210 | 210 | 210 | 210 | 210 | 210 | 210 | 210 | 210 | 210 | 210 | 210 | 210 | 210 | 210 | 210 | 210 | 210 | 210 | 210 | 210 | 210 | 210 | 210 | 210 | 210 | 210 | 210 | 210 | 210 | 210 | 210 | 210 | 210 | 210 | 210 | 210 | 210 | 210 | 210 | 210 | 210 | 210 | 210 | 210 | 210 | 210 | 210 | 210 | 210 | 210 | 210 | 210 | 210 | 210 | 210 | 210 | 210 | 210 | 0 | 0 | 0 | 0 | 0 | 0 | 0 | 0 | 0 | 0 | 0 | 0 | 0 | 0 | 0 | 0 | 0 | 0 | 0 | 0 | 210 | 210 | 210 | 210 | 210 | 210 | 210 | 210 | 210 | 210 | 210 | 210 | 210 | 210 | 210 | 210 | 210 | 210 | 210 | 210 | 210 | 210 | 210 | 210 | 210 | 210 | 210 | 210 | 210 | 210 | 210 | 210 | 210 | 210 | 210 | 210 | 210 | 210 | 210 | 210 | 210 | 210 | 210 | 210 | 210 | 210 | 210 | 210 | 210 | 210 | 210 | 210 | 210 | 210 | 210 | 210 | 210 | 210 | 210 | 210 | 210 | 210 | 210 | 210 | 210 | 210 | 210 | 210 | 210 | 210 | 210 | 210 | 210 | 210 | 210 | 210 | 210 | 210 | 210 | 210 | 210 | 210 | 210 | 210 | 210 | 210 | 210 | 210 | 210 | 210 | 210 | 210 | 210 | 210 | 210 | 210 | 210 | 210 | 210 | 210 | 210 | 210 | 210 | 210 | 210 | 210 | 210 | 210 | 210 | 210 | 210 | 210 | 210 | 210 | 210 | 210 | 210 | 210 | 210 | 210 | 210 | 210 | 210 | 210 | 210 | 210 | 210 | 210 | 210 | 210 | 210 | 210 | 210
| TOT. |  | 420 | 420 | 420 | 420 | 420 | 420 | 420 | 420 | 420 | 420 | 420 | 420 | 420 | 420 | 420 | 420 | 420 | 420 | 420 | 420 | 420 | 420 | 420 | 420 | 420 | 420 | 420 | 420 | 420 | 420 | 420 | 420 | 420 | 420 | 420 | 420 | 420 | 420 | 420 | 420 | 420 | 420 | 420 | 420 | 420 | 420 | 420 | 420 | 420 | 420 | 420 | 420 | 420 | 420 | 420 | 420 | 420 | 420 | 420 | 420 | 420 | 420 | 420 | 420 | 420 | 420 | 420 | 420 | 420 | 420 | 420 | 420 | 420 | 420 | 420 | 420 | 420 | 420 | 420 | 420 | 420 | 420 | 420 | 420 | 420 | 420 | 420 | 420 | 420 | 420 | 420 | 210 | 210 | 210 | 210 | 210 | 210 | 210 | 210 | 210 | 210 | 210 | 210 | 210 | 210 | 210 | 210 | 210 | 210 | 210 | 210 | 420 | 420 | 420 | 420 | 420 | 420 | 420 | 420 | 420 | 420 | 420 | 420 | 420 | 420 | 420 | 420 | 420 | 420 | 420 | 420 | 420 | 420 | 420 | 420 | 420 | 420 | 420 | 420 | 420 | 420 | 420 | 420 | 420 | 420 | 420 | 420 | 420 | 420 | 420 | 420 | 420 | 420 | 420 | 420 | 420 | 420 | 420 | 420 | 420 | 420 | 420 | 420 | 420 | 420 | 420 | 420 | 420 | 420 | 420 | 420 | 420 | 420 | 420 | 420 | 420 | 420 | 420 | 420 | 420 | 420 | 420 | 420 | 420 | 420 | 420 | 420 | 420 | 420 | 420 | 420 | 420 | 420 | 420 | 420 | 420 | 420 | 420 | 420 | 420 | 420 | 420 | 420 | 420 | 420 | 420 | 420 | 420 | 420 | 420 | 420 | 420 | 420 | 420 | 210 | 210 | 210 | 210 | 210 | 210 | 210 | 210 | 210 | 210 | 210 | 210 | 210 | 210 | 210 | 210 | 210 | 210 | 210 | 210 | 210 | 210 | 210 | 210 | 210 | 210 | 210 | 210 | 210 | 210
STATION | UNIT | MONTH | DEC | DEC | DEC | DEC | DEC | DEC | DEC | DEC | DEC | DEC | DEC | DEC | DEC | DEC | DEC | DEC | DEC | DEC | DEC | DEC | DEC | DEC | DEC | DEC | DEC | DEC | DEC | DEC | DEC | DEC | DEC | JAN | JAN | JAN | JAN | JAN | JAN | JAN | JAN | JAN | JAN | JAN | JAN | JAN | JAN | JAN | JAN | JAN | JAN | JAN | JAN | JAN | JAN | JAN | JAN | JAN | JAN | JAN | JAN | JAN | JAN | JAN | FEB | FEB | FEB | FEB | FEB | FEB | FEB | FEB | FEB | FEB | FEB | FEB | FEB | FEB | FEB | FEB | FEB | FEB | FEB | FEB | FEB | FEB | FEB | FEB | FEB | FEB | FEB | FEB | MAR | MAR | MAR | MAR | MAR | MAR | MAR | MAR | MAR | MAR | MAR | MAR | MAR | MAR | MAR | MAR | MAR | MAR | MAR | MAR | MAR | MAR | MAR | MAR | MAR | MAR | MAR | MAR | MAR | MAR | MAR
| NO. | DATE--> | 1 | 2 | 3 | 4 | 5 | 6 | 7 | 8 | 9 | 10 | 11 | 12 | 13 | 14 | 15 | 16 | 17 | 18 | 19 | 20 | 21 | 22 | 23 | 24 | 25 | 26 | 27 | 28 | 29 | 30 | 31 | 1 | 2 | 3 | 4 | 5 | 6 | 7 | 8 | 9 | 10 | 11 | 12 | 13 | 14 | 15 | 16 | 17 | 18 | 19 | 20 | 21 | 22 | 23 | 24 | 25 | 26 | 27 | 28 | 29 | 30 | 31 | 1 | 2 | 3 | 4 | 5 | 6 | 7 | 8 | 9 | 10 | 11 | 12 | 13 | 14 | 15 | 16 | 17 | 18 | 19 | 20 | 21 | 22 | 23 | 24 | 25 | 26 | 27 | 28 | 1 | 2 | 3 | 4 | 5 | 6 | 7 | 8 | 9 | 10 | 11 | 12 | 13 | 14 | 15 | 16 | 17 | 18 | 19 | 20 | 21 | 22 | 23 | 24 | 25 | 26 | 27 | 28 | 29 | 30 | 31
HIRAKUD- I | 1 | 49.5 | 49.5 | 49.5 | 49.5 | 49.5 | 49.5 | 49.5 | 49.5 | 49.5 | 49.5 | 49.5 | 49.5 | 49.5 | 49.5 | 49.5 | 49.5 | 49.5 | 49.5 | 49.5 | 49.5 | 49.5 | 49.5 | 49.5 | 49.5 | 49.5 | 49.5 | 49.5 | 49.5 | 49.5 | 49.5 | 49.5 | 49.5 | 49.5 | 0 | 0 | 0 | 0 | 0 | 0 | 0 | 0 | 0 | 0 | 0 | 0 | 0 | 0 | 0 | 0 | 0 | 0 | 0 | 0 | 0 | 0 | 0 | 49.5 | 49.5 | 49.5 | 49.5 | 49.5 | 49.5 | 49.5 | 49.5 | 49.5 | 49.5 | 49.5 | 49.5 | 49.5 | 49.5 | 49.5 | 49.5 | 49.5 | 49.5 | 49.5 | 49.5 | 49.5 | 49.5 | 49.5 | 49.5 | 49.5 | 49.5 | 49.5 | 49.5 | 49.5 | 49.5 | 49.5 | 49.5 | 49.5 | 49.5 | 49.5 | 49.5 | 49.5 | 49.5 | 49.5 | 49.5 | 49.5 | 49.5 | 49.5 | 49.5 | 49.5 | 49.5 | 49.5 | 49.5 | 49.5 | 49.5 | 49.5 | 49.5 | 49.5 | 49.5 | 49.5 | 49.5 | 49.5 | 49.5 | 49.5 | 49.5 | 49.5 | 49.5 | 49.5 | 49.5 | 49.5 | 49.5
| 2 | 49.5 | 49.5 | 49.5 | 49.5 | 49.5 | 49.5 | 49.5 | 49.5 | 49.5 | 49.5 | 49.5 | 49.5 | 49.5 | 49.5 | 49.5 | 49.5 | 49.5 | 49.5 | 49.5 | 49.5 | 49.5 | 49.5 | 49.5 | 49.5 | 49.5 | 49.5 | 49.5 | 49.5 | 49.5 | 49.5 | 49.5 | 49.5 | 49.5 | 49.5 | 49.5 | 49.5 | 49.5 | 49.5 | 49.5 | 49.5 | 49.5 | 49.5 | 49.5 | 49.5 | 49.5 | 49.5 | 49.5 | 49.5 | 49.5 | 49.5 | 49.5 | 49.5 | 49.5 | 49.5 | 49.5 | 49.5 | 49.5 | 49.5 | 49.5 | 49.5 | 49.5 | 49.5 | 49.5 | 49.5 | 49.5 | 49.5 | 49.5 | 49.5 | 49.5 | 49.5 | 49.5 | 49.5 | 49.5 | 49.5 | 49.5 | 49.5 | 49.5 | 49.5 | 49.5 | 49.5 | 49.5 | 49.5 | 49.5 | 49.5 | 49.5 | 49.5 | 49.5 | 49.5 | 49.5 | 49.5 | 49.5 | 49.5 | 49.5 | 49.5 | 49.5 | 49.5 | 49.5 | 49.5 | 49.5 | 49.5 | 49.5 | 49.5 | 49.5 | 49.5 | 49.5 | 49.5 | 49.5 | 49.5 | 49.5 | 49.5 | 49.5 | 49.5 | 49.5 | 49.5 | 49.5 | 49.5 | 49.5 | 49.5 | 49.5 | 49.5 | 49.5 | 49.5
| 3 | 32 | 32 | 32 | 32 | 32 | 32 | 32 | 32 | 32 | 32 | 32 | 32 | 32 | 32 | 32 | 32 | 32 | 32 | 32 | 32 | 32 | 32 | 32 | 32 | 32 | 32 | 32 | 32 | 32 | 32 | 32 | 32 | 32 | 32 | 32 | 32 | 32 | 32 | 32 | 32 | 32 | 32 | 32 | 32 | 32 | 32 | 32 | 32 | 32 | 32 | 32 | 32 | 32 | 32 | 32 | 32 | 32 | 32 | 32 | 32 | 32 | 32 | 32 | 32 | 32 | 0 | 0 | 0 | 0 | 0 | 0 | 0 | 0 | 0 | 0 | 0 | 0 | 0 | 0 | 0 | 0 | 0 | 0 | 0 | 0 | 0 | 0 | 0 | 0 | 0 | 0 | 32 | 32 | 32 | 32 | 32 | 32 | 32 | 32 | 32 | 32 | 32 | 32 | 32 | 32 | 32 | 32 | 32 | 32 | 32 | 32 | 32 | 32 | 32 | 32 | 32 | 32 | 32 | 32 | 32 | 32 | 32
| 4 | 32 | 32 | 32 | 32 | 32 | 32 | 32 | 32 | 32 | 32 | 32 | 32 | 32 | 32 | 32 | 32 | 32 | 32 | 32 | 32 | 32 | 32 | 32 | 32 | 32 | 32 | 32 | 32 | 32 | 32 | 32 | 32 | 32 | 32 | 32 | 32 | 32 | 32 | 32 | 32 | 32 | 32 | 32 | 32 | 32 | 32 | 32 | 32 | 32 | 32 | 32 | 32 | 32 | 32 | 32 | 32 | 32 | 32 | 32 | 32 | 32 | 32 | 32 | 32 | 32 | 32 | 32 | 32 | 32 | 32 | 32 | 32 | 32 | 32 | 32 | 32 | 32 | 32 | 32 | 32 | 32 | 32 | 32 | 32 | 32 | 32 | 32 | 32 | 32 | 32 | 32 | 32 | 32 | 32 | 32 | 32 | 32 | 32 | 32 | 32 | 32 | 32 | 32 | 32 | 32 | 32 | 32 | 32 | 32 | 32 | 32 | 32 | 32 | 32 | 32 | 32 | 32 | 32 | 32 | 32 | 32 | 32
| 5 | 37.5 | 37.5 | 37.5 | 37.5 | 37.5 | 37.5 | 37.5 | 37.5 | 37.5 | 37.5 | 37.5 | 37.5 | 37.5 | 37.5 | 37.5 | 37.5 | 37.5 | 37.5 | 37.5 | 37.5 | 37.5 | 37.5 | 37.5 | 37.5 | 37.5 | 37.5 | 37.5 | 37.5 | 37.5 | 37.5 | 37.5 | 37.5 | 37.5 | 37.5 | 37.5 | 37.5 | 37.5 | 37.5 | 37.5 | 37.5 | 37.5 | 37.5 | 37.5 | 37.5 | 37.5 | 37.5 | 37.5 | 37.5 | 37.5 | 37.5 | 37.5 | 37.5 | 37.5 | 37.5 | 37.5 | 37.5 | 37.5 | 37.5 | 37.5 | 37.5 | 37.5 | 37.5 | 37.5 | 37.5 | 37.5 | 37.5 | 37.5 | 37.5 | 37.5 | 37.5 | 37.5 | 37.5 | 37.5 | 37.5 | 37.5 | 37.5 | 37.5 | 37.5 | 37.5 | 37.5 | 37.5 | 37.5 | 37.5 | 37.5 | 37.5 | 37.5 | 37.5 | 37.5 | 37.5 | 37.5 | 37.5 | 37.5 | 37.5 | 37.5 | 37.5 | 37.5 | 37.5 | 37.5 | 37.5 | 37.5 | 37.5 | 37.5 | 37.5 | 37.5 | 37.5 | 37.5 | 37.5 | 37.5 | 37.5 | 37.5 | 37.5 | 37.5 | 37.5 | 37.5 | 37.5 | 37.5 | 37.5 | 37.5 | 37.5 | 37.5 | 37.5 | 37.5
| 6 | 37.5 | 37.5 | 0 | 0 | 0 | 0 | 0 | 0 | 0 | 0 | 0 | 0 | 0 | 0 | 0 | 0 | 0 | 0 | 0 | 0 | 0 | 0 | 0 | 0 | 0 | 37.5 | 37.5 | 37.5 | 37.5 | 37.5 | 37.5 | 37.5 | 37.5 | 37.5 | 37.5 | 37.5 | 37.5 | 37.5 | 37.5 | 37.5 | 37.5 | 37.5 | 37.5 | 37.5 | 37.5 | 37.5 | 37.5 | 37.5 | 37.5 | 37.5 | 37.5 | 37.5 | 37.5 | 37.5 | 37.5 | 37.5 | 37.5 | 37.5 | 37.5 | 37.5 | 37.5 | 37.5 | 37.5 | 37.5 | 37.5 | 37.5 | 37.5 | 37.5 | 37.5 | 37.5 | 37.5 | 37.5 | 37.5 | 37.5 | 37.5 | 37.5 | 37.5 | 37.5 | 37.5 | 37.5 | 37.5 | 37.5 | 37.5 | 37.5 | 37.5 | 37.5 | 37.5 | 37.5 | 37.5 | 37.5 | 37.5 | 37.5 | 37.5 | 37.5 | 37.5 | 37.5 | 37.5 | 37.5 | 37.5 | 37.5 | 37.5 | 37.5 | 37.5 | 37.5 | 37.5 | 37.5 | 37.5 | 37.5 | 37.5 | 37.5 | 37.5 | 37.5 | 37.5 | 37.5 | 37.5 | 37.5 | 37.5 | 37.5 | 37.5 | 37.5 | 37.5 | 37.5
| 7 | 37.5 | 37.5 | 37.5 | 37.5 | 37.5 | 37.5 | 37.5 | 37.5 | 37.5 | 37.5 | 37.5 | 37.5 | 37.5 | 37.5 | 37.5 | 37.5 | 37.5 | 37.5 | 37.5 | 37.5 | 37.5 | 37.5 | 37.5 | 37.5 | 37.5 | 37.5 | 37.5 | 37.5 | 37.5 | 37.5 | 37.5 | 37.5 | 37.5 | 37.5 | 37.5 | 37.5 | 37.5 | 37.5 | 37.5 | 37.5 | 37.5 | 37.5 | 37.5 | 37.5 | 37.5 | 37.5 | 37.5 | 37.5 | 37.5 | 37.5 | 37.5 | 37.5 | 37.5 | 37.5 | 37.5 | 37.5 | 37.5 | 37.5 | 37.5 | 37.5 | 37.5 | 37.5 | 37.5 | 37.5 | 37.5 | 37.5 | 37.5 | 37.5 | 37.5 | 37.5 | 37.5 | 37.5 | 37.5 | 37.5 | 37.5 | 37.5 | 37.5 | 37.5 | 37.5 | 37.5 | 37.5 | 37.5 | 37.5 | 37.5 | 37.5 | 37.5 | 37.5 | 37.5 | 37.5 | 37.5 | 37.5 | 37.5 | 37.5 | 37.5 | 37.5 | 37.5 | 37.5 | 37.5 | 37.5 | 37.5 | 37.5 | 37.5 | 37.5 | 37.5 | 37.5 | 37.5 | 37.5 | 37.5 | 37.5 | 37.5 | 37.5 | 37.5 | 37.5 | 37.5 | 37.5 | 37.5 | 37.5 | 37.5 | 37.5 | 37.5 | 37.5 | 37.5
| TOT. |  | 275.5 | 238 | 238 | 238 | 238 | 238 | 238 | 238 | 238 | 238 | 238 | 238 | 238 | 238 | 238 | 238 | 238 | 238 | 238 | 238 | 238 | 238 | 238 | 238 | 275.5 | 275.5 | 275.5 | 275.5 | 275.5 | 275.5 | 275.5 | 275.5 | 226 | 226 | 226 | 226 | 226 | 226 | 226 | 226 | 226 | 226 | 226 | 226 | 226 | 226 | 226 | 226 | 226 | 226 | 226 | 226 | 226 | 226 | 226 | 275.5 | 275.5 | 275.5 | 275.5 | 275.5 | 275.5 | 275.5 | 275.5 | 275.5 | 243.5 | 243.5 | 243.5 | 243.5 | 243.5 | 243.5 | 243.5 | 243.5 | 243.5 | 243.5 | 243.5 | 243.5 | 243.5 | 243.5 | 243.5 | 243.5 | 243.5 | 243.5 | 243.5 | 243.5 | 243.5 | 243.5 | 243.5 | 243.5 | 243.5 | 243.5 | 275.5 | 275.5 | 275.5 | 275.5 | 275.5 | 275.5 | 275.5 | 275.5 | 275.5 | 275.5 | 275.5 | 275.5 | 275.5 | 275.5 | 275.5 | 275.5 | 275.5 | 275.5 | 275.5 | 275.5 | 275.5 | 275.5 | 275.5 | 275.5 | 275.5 | 275.5 | 275.5 | 275.5 | 275.5 | 275.5 | 275.5
HIRAKUD- II | 1 | 24 | 24 | 24 | 24 | 24 | 24 | 24 | 24 | 24 | 24 | 24 | 24 | 24 | 24 | 24 | 24 | 24 | 24 | 24 | 24 | 24 | 24 | 24 | 24 | 24 | 24 | 24 | 24 | 24 | 24 | 24 | 24 | 24 | 24 | 24 | 24 | 24 | 24 | 24 | 24 | 24 | 24 | 24 | 24 | 24 | 24 | 24 | 24 | 24 | 24 | 24 | 24 | 24 | 24 | 24 | 24 | 24 | 24 | 24 | 24 | 24 | 24 | 24 | 24 | 24 | 24 | 24 | 24 | 24 | 24 | 24 | 24 | 24 | 24 | 24 | 24 | 24 | 24 | 24 | 24 | 24 | 24 | 24 | 24 | 24 | 24 | 24 | 24 | 24 | 24 | 24 | 24 | 24 | 24 | 24 | 24 | 24 | 24 | 24 | 24 | 24 | 24 | 24 | 24 | 24 | 24 | 24 | 24 | 24 | 24 | 24 | 24 | 24 | 24 | 24 | 24 | 24 | 24 | 24 | 24 | 24 | 24
| 2 | 24 | 24 | 24 | 24 | 24 | 24 | 24 | 24 | 24 | 24 | 24 | 24 | 24 | 24 | 24 | 24 | 24 | 24 | 24 | 24 | 24 | 24 | 24 | 24 | 24 | 24 | 24 | 24 | 24 | 24 | 24 | 24 | 24 | 24 | 24 | 24 | 24 | 24 | 24 | 24 | 24 | 24 | 24 | 24 | 24 | 24 | 24 | 24 | 24 | 24 | 24 | 24 | 24 | 24 | 24 | 24 | 24 | 24 | 24 | 24 | 24 | 24 | 24 | 24 | 24 | 24 | 24 | 24 | 24 | 24 | 24 | 24 | 24 | 24 | 24 | 24 | 24 | 24 | 24 | 24 | 24 | 24 | 24 | 24 | 24 | 24 | 24 | 24 | 24 | 24 | 24 | 24 | 24 | 24 | 24 | 24 | 24 | 24 | 24 | 24 | 24 | 24 | 24 | 24 | 24 | 24 | 24 | 24 | 24 | 24 | 24 | 24 | 24 | 24 | 24 | 24 | 24 | 24 | 24 | 24 | 24 | 24
| 3 | 24 | 24 | 24 | 24 | 24 | 24 | 24 | 24 | 24 | 24 | 24 | 24 | 24 | 24 | 24 | 24 | 24 | 24 | 24 | 24 | 24 | 24 | 24 | 24 | 24 | 24 | 24 | 24 | 24 | 24 | 24 | 24 | 24 | 24 | 24 | 24 | 24 | 24 | 24 | 24 | 24 | 24 | 24 | 24 | 24 | 24 | 24 | 24 | 24 | 24 | 24 | 24 | 24 | 24 | 24 | 24 | 24 | 24 | 24 | 24 | 24 | 24 | 24 | 24 | 24 | 24 | 24 | 24 | 24 | 24 | 24 | 24 | 24 | 24 | 24 | 24 | 24 | 24 | 24 | 24 | 24 | 24 | 24 | 24 | 24 | 24 | 24 | 24 | 24 | 24 | 24 | 24 | 24 | 24 | 24 | 24 | 24 | 24 | 24 | 24 | 24 | 24 | 24 | 24 | 24 | 24 | 24 | 24 | 24 | 24 | 24 | 24 | 24 | 24 | 24 | 24 | 24 | 24 | 24 | 24 | 24 | 24
| TOT. |  | 72 | 72 | 72 | 72 | 72 | 72 | 72 | 72 | 72 | 72 | 72 | 72 | 72 | 72 | 72 | 72 | 72 | 72 | 72 | 72 | 72 | 72 | 72 | 72 | 72 | 72 | 72 | 72 | 72 | 72 | 72 | 72 | 72 | 72 | 72 | 72 | 72 | 72 | 72 | 72 | 72 | 72 | 72 | 72 | 72 | 72 | 72 | 72 | 72 | 72 | 72 | 72 | 72 | 72 | 72 | 72 | 72 | 72 | 72 | 72 | 72 | 72 | 72 | 72 | 72 | 72 | 72 | 72 | 72 | 72 | 72 | 72 | 72 | 72 | 72 | 72 | 72 | 72 | 72 | 72 | 72 | 72 | 72 | 72 | 72 | 72 | 72 | 72 | 72 | 72 | 72 | 72 | 72 | 72 | 72 | 72 | 72 | 72 | 72 | 72 | 72 | 72 | 72 | 72 | 72 | 72 | 72 | 72 | 72 | 72 | 72 | 72 | 72 | 72 | 72 | 72 | 72 | 72 | 72 | 72 | 72
BALIMELA | 1 | 60 | 60 | 60 | 60 | 60 | 60 | 60 | 60 | 60 | 60 | 60 | 60 | 60 | 60 | 60 | 60 | 60 | 60 | 60 | 60 | 60 | 60 | 60 | 60 | 60 | 60 | 60 | 60 | 60 | 60 | 60 | 60 | 0 | 0 | 0 | 0 | 0 | 0 | 0 | 0 | 0 | 0 | 0 | 0 | 0 | 0 | 0 | 0 | 0 | 0 | 0 | 0 | 0 | 0 | 0 | 0 | 0 | 0 | 0 | 0 | 0 | 0 | 0 | 60 | 60 | 60 | 60 | 60 | 60 | 60 | 60 | 60 | 60 | 60 | 60 | 60 | 60 | 60 | 60 | 60 | 60 | 60 | 60 | 60 | 60 | 60 | 60 | 60 | 60 | 60 | 60 | 60 | 60 | 60 | 60 | 60 | 60 | 60 | 60 | 60 | 60 | 60 | 60 | 60 | 60 | 60 | 60 | 60 | 60 | 60 | 60 | 60 | 60 | 60 | 60 | 60 | 60 | 60 | 60 | 60 | 60 | 60
| 2 | 60 | 0 | 0 | 0 | 0 | 0 | 0 | 0 | 0 | 0 | 0 | 0 | 0 | 0 | 0 | 0 | 0 | 0 | 0 | 0 | 0 | 0 | 0 | 0 | 0 | 0 | 0 | 0 | 0 | 0 | 0 | 0 | 60 | 60 | 60 | 60 | 60 | 60 | 60 | 60 | 60 | 60 | 60 | 60 | 60 | 60 | 60 | 60 | 60 | 60 | 60 | 60 | 60 | 60 | 60 | 60 | 60 | 60 | 60 | 60 | 60 | 60 | 60 | 0 | 0 | 0 | 0 | 0 | 0 | 0 | 0 | 0 | 0 | 0 | 0 | 0 | 0 | 0 | 0 | 0 | 0 | 0 | 0 | 0 | 0 | 0 | 0 | 0 | 0 | 0 | 0 | 60 | 60 | 60 | 60 | 60 | 60 | 60 | 60 | 60 | 60 | 60 | 60 | 60 | 60 | 60 | 60 | 60 | 60 | 60 | 60 | 60 | 60 | 60 | 60 | 60 | 60 | 60 | 60 | 60 | 60 | 60
| 3 | 60 | 60 | 60 | 60 | 60 | 60 | 60 | 60 | 60 | 60 | 60 | 60 | 60 | 60 | 60 | 60 | 60 | 60 | 60 | 60 | 60 | 60 | 60 | 60 | 60 | 60 | 60 | 60 | 60 | 60 | 60 | 60 | 60 | 60 | 60 | 60 | 60 | 60 | 60 | 60 | 60 | 60 | 60 | 60 | 60 | 60 | 60 | 60 | 60 | 60 | 60 | 60 | 60 | 60 | 60 | 60 | 60 | 60 | 60 | 60 | 60 | 60 | 60 | 60 | 60 | 60 | 60 | 60 | 60 | 60 | 60 | 60 | 60 | 60 | 60 | 60 | 60 | 60 | 60 | 60 | 60 | 60 | 60 | 60 | 60 | 60 | 60 | 60 | 60 | 60 | 60 | 60 | 60 | 60 | 60 | 60 | 60 | 60 | 60 | 60 | 60 | 60 | 60 | 60 | 60 | 60 | 60 | 60 | 60 | 60 | 60 | 60 | 60 | 60 | 60 | 60 | 60 | 60 | 60 | 60 | 60 | 60
| 4 | 60 | 60 | 60 | 60 | 60 | 60 | 60 | 60 | 60 | 60 | 60 | 60 | 60 | 60 | 60 | 60 | 60 | 60 | 60 | 60 | 60 | 60 | 60 | 60 | 60 | 60 | 60 | 60 | 60 | 60 | 60 | 60 | 60 | 60 | 60 | 60 | 60 | 60 | 60 | 60 | 60 | 60 | 60 | 60 | 60 | 60 | 60 | 60 | 60 | 60 | 60 | 60 | 60 | 60 | 60 | 60 | 60 | 60 | 60 | 60 | 60 | 60 | 60 | 60 | 60 | 60 | 60 | 60 | 60 | 60 | 60 | 60 | 60 | 60 | 60 | 60 | 60 | 60 | 60 | 60 | 60 | 60 | 60 | 60 | 60 | 60 | 60 | 60 | 60 | 60 | 60 | 60 | 60 | 60 | 60 | 60 | 60 | 60 | 60 | 60 | 60 | 60 | 60 | 60 | 60 | 60 | 60 | 60 | 60 | 60 | 60 | 60 | 60 | 60 | 60 | 60 | 60 | 60 | 60 | 60 | 60 | 60
| 5 | 60 | 60 | 60 | 60 | 60 | 60 | 60 | 60 | 60 | 60 | 60 | 60 | 60 | 60 | 60 | 60 | 60 | 60 | 60 | 60 | 60 | 60 | 60 | 60 | 60 | 60 | 60 | 60 | 60 | 60 | 60 | 60 | 60 | 60 | 60 | 60 | 60 | 60 | 60 | 60 | 60 | 60 | 60 | 60 | 60 | 60 | 60 | 60 | 60 | 60 | 60 | 60 | 60 | 60 | 60 | 60 | 60 | 60 | 60 | 60 | 60 | 60 | 60 | 60 | 60 | 60 | 60 | 60 | 60 | 60 | 60 | 60 | 60 | 60 | 60 | 60 | 60 | 60 | 60 | 60 | 60 | 60 | 60 | 60 | 60 | 60 | 60 | 60 | 60 | 60 | 60 | 0 | 0 | 0 | 0 | 0 | 0 | 0 | 0 | 0 | 0 | 0 | 0 | 0 | 0 | 0 | 0 | 0 | 0 | 0 | 0 | 0 | 0 | 0 | 0 | 0 | 0 | 0 | 0 | 0 | 0 | 0
| 6 | 60 | 60 | 60 | 60 | 60 | 60 | 60 | 60 | 60 | 60 | 60 | 60 | 60 | 60 | 60 | 60 | 60 | 60 | 60 | 60 | 60 | 60 | 60 | 60 | 60 | 60 | 60 | 60 | 60 | 60 | 60 | 60 | 60 | 60 | 60 | 60 | 60 | 60 | 60 | 60 | 60 | 60 | 60 | 60 | 60 | 60 | 60 | 60 | 60 | 60 | 60 | 60 | 60 | 60 | 60 | 60 | 60 | 60 | 60 | 60 | 60 | 60 | 60 | 60 | 60 | 60 | 60 | 60 | 60 | 60 | 60 | 60 | 60 | 60 | 60 | 60 | 60 | 60 | 60 | 60 | 60 | 60 | 60 | 60 | 60 | 60 | 60 | 60 | 60 | 60 | 60 | 60 | 60 | 60 | 60 | 60 | 60 | 60 | 60 | 60 | 60 | 60 | 60 | 60 | 60 | 60 | 60 | 60 | 60 | 60 | 60 | 60 | 60 | 60 | 60 | 60 | 60 | 60 | 60 | 60 | 60 | 60
| 7 | 75 | 75 | 75 | 75 | 75 | 75 | 75 | 75 | 75 | 75 | 75 | 75 | 75 | 75 | 75 | 75 | 75 | 75 | 75 | 75 | 75 | 75 | 75 | 75 | 75 | 75 | 75 | 75 | 75 | 75 | 75 | 75 | 75 | 75 | 75 | 75 | 75 | 75 | 75 | 75 | 75 | 75 | 75 | 75 | 75 | 75 | 75 | 75 | 75 | 75 | 75 | 75 | 75 | 75 | 75 | 75 | 75 | 75 | 75 | 75 | 75 | 75 | 75 | 75 | 75 | 75 | 75 | 75 | 75 | 75 | 75 | 75 | 75 | 75 | 75 | 75 | 75 | 75 | 75 | 75 | 75 | 75 | 75 | 75 | 75 | 75 | 75 | 75 | 75 | 75 | 75 | 75 | 75 | 75 | 75 | 75 | 75 | 75 | 75 | 75 | 75 | 75 | 75 | 75 | 75 | 75 | 75 | 75 | 75 | 75 | 75 | 75 | 75 | 75 | 75 | 75 | 75 | 75 | 75 | 75 | 75 | 75
| 8 | 75 | 75 | 75 | 75 | 75 | 75 | 75 | 75 | 75 | 75 | 75 | 75 | 75 | 75 | 75 | 75 | 75 | 75 | 75 | 75 | 75 | 75 | 75 | 75 | 75 | 75 | 75 | 75 | 75 | 75 | 75 | 75 | 75 | 75 | 75 | 75 | 75 | 75 | 75 | 75 | 75 | 75 | 75 | 75 | 75 | 75 | 75 | 75 | 75 | 75 | 75 | 75 | 75 | 75 | 75 | 75 | 75 | 75 | 75 | 75 | 75 | 75 | 75 | 75 | 75 | 75 | 75 | 75 | 75 | 75 | 75 | 75 | 75 | 75 | 75 | 75 | 75 | 75 | 75 | 75 | 75 | 75 | 75 | 75 | 75 | 75 | 75 | 75 | 75 | 75 | 75 | 75 | 75 | 75 | 75 | 75 | 75 | 75 | 75 | 75 | 75 | 75 | 75 | 75 | 75 | 75 | 75 | 75 | 75 | 75 | 75 | 75 | 75 | 75 | 75 | 75 | 75 | 75 | 75 | 75 | 75 | 75
| TOT. |  | 450 | 450 | 450 | 450 | 450 | 450 | 450 | 450 | 450 | 450 | 450 | 450 | 450 | 450 | 450 | 450 | 450 | 450 | 450 | 450 | 450 | 450 | 450 | 450 | 450 | 450 | 450 | 450 | 450 | 450 | 450 | 450 | 450 | 450 | 450 | 450 | 450 | 450 | 450 | 450 | 450 | 450 | 450 | 450 | 450 | 450 | 450 | 450 | 450 | 450 | 450 | 450 | 450 | 450 | 450 | 450 | 450 | 450 | 450 | 450 | 450 | 450 | 450 | 450 | 450 | 450 | 450 | 450 | 450 | 450 | 450 | 450 | 450 | 450 | 450 | 450 | 450 | 450 | 450 | 450 | 450 | 450 | 450 | 450 | 450 | 450 | 450 | 450 | 450 | 450 | 450 | 450 | 450 | 450 | 450 | 450 | 450 | 450 | 450 | 450 | 450 | 450 | 450 | 450 | 450 | 450 | 450 | 450 | 450 | 450 | 450 | 450 | 450 | 450 | 450 | 450 | 450 | 450 | 450 | 450 | 450
RENGALI | 1 | 50 | 50 | 50 | 50 | 50 | 50 | 50 | 50 | 50 | 50 | 50 | 50 | 50 | 50 | 50 | 50 | 50 | 50 | 50 | 50 | 50 | 50 | 50 | 50 | 50 | 50 | 50 | 50 | 50 | 50 | 50 | 50 | 50 | 50 | 50 | 50 | 50 | 50 | 50 | 50 | 50 | 50 | 50 | 50 | 50 | 50 | 50 | 50 | 50 | 50 | 50 | 50 | 50 | 50 | 50 | 50 | 50 | 50 | 50 | 50 | 50 | 50 | 50 | 50 | 50 | 50 | 50 | 50 | 50 | 50 | 50 | 50 | 50 | 50 | 50 | 50 | 50 | 50 | 50 | 50 | 50 | 50 | 50 | 50 | 50 | 50 | 50 | 50 | 50 | 50 | 50 | 0 | 0 | 0 | 0 | 0 | 0 | 0 | 0 | 0 | 0 | 0 | 0 | 0 | 0 | 0 | 0 | 0 | 0 | 0 | 0 | 0 | 0 | 0 | 0 | 0 | 0 | 0 | 0 | 0 | 0 | 0
| 2 | 50 | 50 | 50 | 50 | 50 | 50 | 50 | 50 | 50 | 50 | 50 | 50 | 50 | 50 | 50 | 50 | 50 | 50 | 50 | 50 | 50 | 50 | 50 | 50 | 50 | 50 | 50 | 50 | 50 | 50 | 50 | 50 | 50 | 50 | 50 | 50 | 50 | 50 | 50 | 50 | 50 | 50 | 50 | 50 | 50 | 50 | 50 | 50 | 50 | 50 | 50 | 50 | 50 | 50 | 50 | 50 | 50 | 50 | 50 | 50 | 50 | 50 | 50 | 50 | 50 | 50 | 50 | 50 | 50 | 50 | 50 | 50 | 50 | 50 | 50 | 50 | 50 | 50 | 50 | 50 | 50 | 50 | 50 | 50 | 50 | 50 | 50 | 50 | 50 | 50 | 50 | 50 | 50 | 50 | 50 | 50 | 50 | 50 | 50 | 50 | 50 | 50 | 50 | 50 | 50 | 50 | 50 | 50 | 50 | 50 | 50 | 50 | 50 | 50 | 50 | 50 | 50 | 50 | 50 | 50 | 50 | 50
| 3 | 50 | 0 | 0 | 0 | 0 | 0 | 0 | 0 | 0 | 0 | 0 | 0 | 0 | 0 | 0 | 0 | 50 | 50 | 50 | 50 | 50 | 50 | 50 | 50 | 50 | 50 | 50 | 50 | 50 | 50 | 50 | 50 | 50 | 50 | 50 | 50 | 50 | 50 | 50 | 50 | 50 | 50 | 50 | 50 | 50 | 50 | 50 | 50 | 50 | 50 | 50 | 50 | 50 | 50 | 50 | 50 | 50 | 50 | 50 | 50 | 50 | 50 | 50 | 50 | 50 | 50 | 50 | 50 | 50 | 50 | 50 | 50 | 50 | 50 | 50 | 50 | 50 | 50 | 50 | 50 | 50 | 50 | 50 | 50 | 50 | 50 | 50 | 50 | 50 | 50 | 50 | 50 | 50 | 50 | 50 | 50 | 50 | 50 | 50 | 50 | 50 | 50 | 50 | 50 | 50 | 50 | 50 | 50 | 50 | 50 | 50 | 50 | 50 | 50 | 50 | 50 | 50 | 50 | 50 | 50 | 50 | 50
| 4 | 50 | 50 | 50 | 50 | 50 | 50 | 50 | 50 | 50 | 50 | 50 | 50 | 50 | 50 | 50 | 50 | 50 | 0 | 0 | 0 | 0 | 0 | 0 | 0 | 0 | 0 | 0 | 0 | 0 | 0 | 0 | 0 | 0 | 0 | 0 | 0 | 0 | 0 | 0 | 0 | 0 | 0 | 0 | 0 | 0 | 0 | 0 | 50 | 50 | 50 | 50 | 50 | 50 | 50 | 50 | 50 | 50 | 50 | 50 | 50 | 50 | 50 | 50 | 50 | 50 | 50 | 50 | 50 | 50 | 50 | 50 | 50 | 50 | 50 | 50 | 50 | 50 | 50 | 50 | 50 | 50 | 50 | 50 | 50 | 50 | 50 | 50 | 50 | 50 | 50 | 50 | 50 | 50 | 50 | 50 | 50 | 50 | 50 | 50 | 50 | 50 | 50 | 50 | 50 | 50 | 50 | 50 | 50 | 50 | 50 | 50 | 50 | 50 | 50 | 50 | 50 | 50 | 50 | 50 | 50 | 50 | 50
| 5 | 50 | 50 | 50 | 50 | 50 | 50 | 50 | 50 | 50 | 50 | 50 | 50 | 50 | 50 | 50 | 50 | 50 | 50 | 50 | 50 | 50 | 50 | 50 | 50 | 50 | 50 | 50 | 50 | 50 | 50 | 50 | 50 | 50 | 50 | 50 | 50 | 50 | 50 | 50 | 50 | 50 | 50 | 50 | 50 | 50 | 50 | 50 | 50 | 50 | 50 | 50 | 50 | 50 | 50 | 50 | 50 | 50 | 50 | 50 | 50 | 50 | 50 | 50 | 0 | 0 | 0 | 0 | 0 | 0 | 0 | 0 | 0 | 0 | 0 | 0 | 0 | 0 | 0 | 0 | 0 | 0 | 0 | 0 | 0 | 0 | 0 | 0 | 0 | 0 | 0 | 0 | 50 | 50 | 50 | 50 | 50 | 50 | 50 | 50 | 50 | 50 | 50 | 50 | 50 | 50 | 50 | 50 | 50 | 50 | 50 | 50 | 50 | 50 | 50 | 50 | 50 | 50 | 50 | 50 | 50 | 50 | 50
| TOT. |  | 200 | 200 | 200 | 200 | 200 | 200 | 200 | 200 | 200 | 200 | 200 | 200 | 200 | 200 | 200 | 250 | 200 | 200 | 200 | 200 | 200 | 200 | 200 | 200 | 200 | 200 | 200 | 200 | 200 | 200 | 200 | 200 | 200 | 200 | 200 | 200 | 200 | 200 | 200 | 200 | 200 | 200 | 200 | 200 | 200 | 200 | 250 | 250 | 250 | 250 | 250 | 250 | 250 | 250 | 250 | 250 | 250 | 250 | 250 | 250 | 250 | 250 | 200 | 200 | 200 | 200 | 200 | 200 | 200 | 200 | 200 | 200 | 200 | 200 | 200 | 200 | 200 | 200 | 200 | 200 | 200 | 200 | 200 | 200 | 200 | 200 | 200 | 200 | 200 | 200 | 200 | 200 | 200 | 200 | 200 | 200 | 200 | 200 | 200 | 200 | 200 | 200 | 200 | 200 | 200 | 200 | 200 | 200 | 200 | 200 | 200 | 200 | 200 | 200 | 200 | 200 | 200 | 200 | 200 | 200 | 200
U.KOLAB | 1 | 80 | 80 | 80 | 80 | 80 | 80 | 80 | 80 | 80 | 80 | 80 | 80 | 80 | 80 | 80 | 80 | 80 | 80 | 80 | 80 | 80 | 80 | 80 | 80 | 80 | 80 | 80 | 80 | 80 | 80 | 80 | 80 | 80 | 80 | 80 | 80 | 80 | 80 | 80 | 80 | 80 | 80 | 80 | 80 | 80 | 80 | 80 | 80 | 80 | 80 | 80 | 80 | 80 | 80 | 80 | 80 | 80 | 80 | 80 | 80 | 80 | 80 | 80 | 80 | 80 | 80 | 80 | 80 | 80 | 80 | 80 | 80 | 80 | 80 | 80 | 80 | 80 | 80 | 80 | 80 | 80 | 80 | 80 | 80 | 80 | 80 | 80 | 80 | 80 | 80 | 80 | 80 | 80 | 80 | 80 | 80 | 80 | 80 | 80 | 80 | 80 | 80 | 80 | 80 | 80 | 80 | 80 | 80 | 80 | 80 | 80 | 80 | 80 | 80 | 80 | 80 | 80 | 80 | 80 | 80 | 80 | 80
| 2 | 80 | 0 | 0 | 0 | 0 | 0 | 0 | 0 | 0 | 0 | 0 | 0 | 0 | 0 | 0 | 0 | 80 | 80 | 80 | 80 | 80 | 80 | 80 | 80 | 80 | 80 | 80 | 80 | 80 | 80 | 80 | 80 | 80 | 80 | 80 | 80 | 80 | 80 | 80 | 80 | 80 | 80 | 80 | 80 | 80 | 80 | 80 | 80 | 80 | 80 | 80 | 80 | 80 | 80 | 80 | 80 | 80 | 80 | 80 | 80 | 80 | 80 | 80 | 80 | 80 | 80 | 80 | 80 | 80 | 80 | 80 | 80 | 80 | 80 | 80 | 80 | 80 | 80 | 80 | 80 | 80 | 80 | 80 | 80 | 80 | 80 | 80 | 80 | 80 | 80 | 80 | 80 | 80 | 80 | 80 | 80 | 80 | 80 | 80 | 80 | 80 | 80 | 80 | 80 | 80 | 80 | 80 | 80 | 80 | 80 | 80 | 80 | 80 | 80 | 80 | 80 | 80 | 80 | 80 | 80 | 80 | 80
| 3 | 80 | 80 | 80 | 80 | 80 | 80 | 80 | 80 | 80 | 80 | 80 | 80 | 80 | 80 | 80 | 80 | 80 | 80 | 80 | 80 | 80 | 80 | 80 | 80 | 80 | 80 | 80 | 80 | 80 | 80 | 80 | 80 | 80 | 80 | 80 | 80 | 80 | 80 | 80 | 80 | 80 | 80 | 80 | 80 | 80 | 80 | 80 | 80 | 80 | 80 | 80 | 80 | 80 | 80 | 80 | 80 | 80 | 80 | 80 | 80 | 80 | 80 | 80 | 80 | 80 | 80 | 80 | 80 | 80 | 80 | 80 | 80 | 80 | 80 | 80 | 80 | 80 | 80 | 80 | 80 | 80 | 80 | 80 | 80 | 80 | 80 | 80 | 80 | 80 | 80 | 80 | 80 | 80 | 80 | 80 | 80 | 80 | 80 | 80 | 80 | 80 | 80 | 80 | 80 | 80 | 80 | 80 | 80 | 80 | 80 | 80 | 80 | 80 | 80 | 80 | 80 | 80 | 80 | 80 | 80 | 80 | 80
| 4 | 80 | 80 | 80 | 80 | 80 | 80 | 80 | 80 | 80 | 80 | 80 | 80 | 80 | 80 | 80 | 80 | 80 | 80 | 80 | 80 | 80 | 80 | 80 | 80 | 80 | 80 | 80 | 80 | 80 | 80 | 80 | 80 | 80 | 80 | 80 | 80 | 80 | 80 | 80 | 80 | 80 | 80 | 80 | 80 | 80 | 80 | 80 | 80 | 80 | 80 | 80 | 80 | 80 | 80 | 80 | 80 | 80 | 80 | 80 | 80 | 80 | 80 | 80 | 80 | 80 | 80 | 80 | 80 | 80 | 80 | 80 | 80 | 80 | 80 | 80 | 80 | 80 | 80 | 80 | 80 | 80 | 80 | 80 | 80 | 80 | 80 | 80 | 80 | 80 | 80 | 80 | 80 | 80 | 80 | 80 | 80 | 80 | 80 | 80 | 80 | 80 | 80 | 80 | 80 | 80 | 80 | 80 | 80 | 80 | 80 | 80 | 80 | 80 | 80 | 80 | 80 | 80 | 80 | 80 | 80 | 80 | 80
| TOT. |  | 240 | 240 | 240 | 240 | 240 | 240 | 240 | 240 | 240 | 240 | 240 | 240 | 240 | 240 | 240 | 320 | 320 | 320 | 320 | 320 | 320 | 320 | 320 | 320 | 320 | 320 | 320 | 320 | 320 | 320 | 320 | 320 | 320 | 320 | 320 | 320 | 320 | 320 | 320 | 320 | 320 | 320 | 320 | 320 | 320 | 320 | 320 | 320 | 320 | 320 | 320 | 320 | 320 | 320 | 320 | 320 | 320 | 320 | 320 | 320 | 320 | 320 | 320 | 320 | 320 | 320 | 320 | 320 | 320 | 320 | 320 | 320 | 320 | 320 | 320 | 320 | 320 | 320 | 320 | 320 | 320 | 320 | 320 | 320 | 320 | 320 | 320 | 320 | 320 | 320 | 320 | 320 | 320 | 320 | 320 | 320 | 320 | 320 | 320 | 320 | 320 | 320 | 320 | 320 | 320 | 320 | 320 | 320 | 320 | 320 | 320 | 320 | 320 | 320 | 320 | 320 | 320 | 320 | 320 | 320 | 320
INDRAVATI | 1 | 150 | 0 | 0 | 0 | 0 | 0 | 0 | 0 | 0 | 0 | 0 | 0 | 0 | 0 | 0 | 0 | 0 | 0 | 0 | 0 | 0 | 0 | 0 | 0 | 0 | 150 | 150 | 150 | 150 | 150 | 150 | 150 | 150 | 150 | 150 | 150 | 150 | 150 | 150 | 150 | 150 | 150 | 150 | 150 | 150 | 150 | 150 | 150 | 150 | 150 | 150 | 150 | 150 | 150 | 150 | 150 | 150 | 150 | 150 | 150 | 150 | 150 | 150 | 150 | 150 | 150 | 150 | 150 | 150 | 150 | 150 | 150 | 150 | 150 | 150 | 150 | 150 | 150 | 150 | 150 | 150 | 150 | 150 | 150 | 150 | 150 | 150 | 150 | 150 | 150 | 150 | 150 | 150 | 150 | 150 | 150 | 150 | 150 | 150 | 150 | 150 | 150 | 150 | 150 | 150 | 150 | 150 | 150 | 150 | 150 | 150 | 150 | 150 | 150 | 150 | 150 | 150 | 150 | 150 | 150 | 150 | 150
| 2 | 150 | 150 | 150 | 150 | 150 | 150 | 150 | 150 | 150 | 150 | 150 | 150 | 150 | 150 | 150 | 150 | 150 | 150 | 150 | 150 | 150 | 150 | 150 | 150 | 150 | 150 | 150 | 150 | 150 | 150 | 150 | 150 | 150 | 150 | 150 | 150 | 150 | 150 | 150 | 150 | 150 | 150 | 150 | 150 | 150 | 150 | 150 | 150 | 150 | 150 | 150 | 150 | 150 | 150 | 150 | 150 | 150 | 150 | 150 | 150 | 150 | 150 | 150 | 150 | 150 | 150 | 150 | 150 | 150 | 150 | 150 | 150 | 150 | 150 | 150 | 150 | 150 | 150 | 150 | 150 | 150 | 150 | 150 | 150 | 150 | 150 | 150 | 150 | 150 | 150 | 150 | 150 | 150 | 150 | 150 | 150 | 150 | 150 | 150 | 150 | 150 | 150 | 150 | 150 | 150 | 150 | 150 | 150 | 150 | 150 | 150 | 150 | 150 | 150 | 150 | 150 | 150 | 150 | 150 | 150 | 150 | 150
| 3 | 150 | 150 | 150 | 150 | 150 | 150 | 150 | 150 | 150 | 150 | 150 | 150 | 150 | 150 | 150 | 150 | 150 | 150 | 150 | 150 | 150 | 150 | 150 | 150 | 150 | 150 | 150 | 150 | 150 | 150 | 150 | 150 | 150 | 150 | 150 | 150 | 150 | 150 | 150 | 150 | 150 | 150 | 150 | 150 | 150 | 150 | 150 | 150 | 150 | 150 | 150 | 150 | 150 | 150 | 150 | 150 | 150 | 150 | 150 | 150 | 150 | 150 | 150 | 150 | 150 | 150 | 150 | 150 | 150 | 150 | 150 | 150 | 150 | 150 | 150 | 150 | 150 | 150 | 150 | 150 | 150 | 150 | 150 | 150 | 150 | 150 | 150 | 150 | 150 | 150 | 150 | 150 | 150 | 150 | 150 | 150 | 150 | 150 | 150 | 150 | 150 | 150 | 150 | 150 | 150 | 150 | 150 | 150 | 150 | 150 | 150 | 150 | 150 | 150 | 150 | 150 | 150 | 150 | 150 | 150 | 150 | 150
| 4 | 150 | 150 | 150 | 150 | 150 | 150 | 150 | 150 | 150 | 150 | 150 | 150 | 150 | 150 | 150 | 150 | 150 | 150 | 150 | 150 | 150 | 150 | 150 | 150 | 150 | 150 | 150 | 150 | 150 | 150 | 150 | 150 | 150 | 150 | 150 | 150 | 150 | 150 | 150 | 150 | 150 | 150 | 150 | 150 | 150 | 150 | 150 | 150 | 150 | 150 | 150 | 150 | 150 | 150 | 150 | 150 | 150 | 150 | 150 | 150 | 150 | 150 | 150 | 150 | 150 | 150 | 150 | 150 | 150 | 150 | 150 | 150 | 150 | 150 | 150 | 150 | 150 | 150 | 150 | 150 | 150 | 150 | 150 | 150 | 150 | 150 | 150 | 150 | 150 | 150 | 150 | 150 | 150 | 150 | 150 | 150 | 150 | 150 | 150 | 150 | 150 | 150 | 150 | 150 | 150 | 150 | 150 | 150 | 150 | 150 | 150 | 150 | 150 | 150 | 150 | 150 | 150 | 150 | 150 | 150 | 150 | 150
| TOT. |  | 450 | 450 | 450 | 450 | 450 | 450 | 450 | 450 | 450 | 450 | 450 | 450 | 450 | 450 | 450 | 450 | 450 | 450 | 450 | 450 | 450 | 450 | 450 | 450 | 600 | 600 | 600 | 600 | 600 | 600 | 600 | 600 | 600 | 600 | 600 | 600 | 600 | 600 | 600 | 600 | 600 | 600 | 600 | 600 | 600 | 600 | 600 | 600 | 600 | 600 | 600 | 600 | 600 | 600 | 600 | 600 | 600 | 600 | 600 | 600 | 600 | 600 | 600 | 600 | 600 | 600 | 600 | 600 | 600 | 600 | 600 | 600 | 600 | 600 | 600 | 600 | 600 | 600 | 600 | 600 | 600 | 600 | 600 | 600 | 600 | 600 | 600 | 600 | 600 | 600 | 600 | 600 | 600 | 600 | 600 | 600 | 600 | 600 | 600 | 600 | 600 | 600 | 600 | 600 | 600 | 600 | 600 | 600 | 600 | 600 | 600 | 600 | 600 | 600 | 600 | 600 | 600 | 600 | 600 | 600 | 600
| OHPC |  | 1687.5 | 1650 | 1650 | 1650 | 1650 | 1650 | 1650 | 1650 | 1650 | 1650 | 1650 | 1650 | 1650 | 1650 | 1650 | 1780 | 1730 | 1730 | 1730 | 1730 | 1730 | 1730 | 1730 | 1730 | 1917.5 | 1917.5 | 1917.5 | 1917.5 | 1917.5 | 1917.5 | 1917.5 | 1917.5 | 1868 | 1868 | 1868 | 1868 | 1868 | 1868 | 1868 | 1868 | 1868 | 1868 | 1868 | 1868 | 1868 | 1868 | 1918 | 1918 | 1918 | 1918 | 1918 | 1918 | 1918 | 1918 | 1918 | 1967.5 | 1967.5 | 1967.5 | 1967.5 | 1967.5 | 1967.5 | 1967.5 | 1917.5 | 1917.5 | 1885.5 | 1885.5 | 1885.5 | 1885.5 | 1885.5 | 1885.5 | 1885.5 | 1885.5 | 1885.5 | 1885.5 | 1885.5 | 1885.5 | 1885.5 | 1885.5 | 1885.5 | 1885.5 | 1885.5 | 1885.5 | 1885.5 | 1885.5 | 1885.5 | 1885.5 | 1885.5 | 1885.5 | 1885.5 | 1885.5 | 1917.5 | 1917.5 | 1917.5 | 1917.5 | 1917.5 | 1917.5 | 1917.5 | 1917.5 | 1917.5 | 1917.5 | 1917.5 | 1917.5 | 1917.5 | 1917.5 | 1917.5 | 1917.5 | 1917.5 | 1917.5 | 1917.5 | 1917.5 | 1917.5 | 1917.5 | 1917.5 | 1917.5 | 1917.5 | 1917.5 | 1917.5 | 1917.5 | 1917.5 | 1917.5 | 1917.5
TTPS - I | 1 | 60 | 60 | 60 | 60 | 60 | 60 | 60 | 60 | 60 | 60 | 60 | 60 | 60 | 60 | 60 | 60 | 60 | 60 | 60 | 60 | 60 | 60 | 60 | 60 | 60 | 60 | 60 | 60 | 60 | 60 | 60 | 60 | 60 | 60 | 60 | 60 | 60 | 60 | 60 | 60 | 60 | 60 | 60 | 60 | 60 | 60 | 60 | 60 | 60 | 60 | 60 | 60 | 60 | 60 | 60 | 60 | 60 | 60 | 60 | 60 | 60 | 60 | 60 | 60 | 60 | 60 | 60 | 60 | 60 | 60 | 60 | 60 | 60 | 60 | 60 | 60 | 60 | 60 | 60 | 60 | 60 | 60 | 60 | 60 | 60 | 60 | 60 | 60 | 60 | 60 | 60 | 60 | 60 | 60 | 60 | 60 | 60 | 60 | 60 | 60 | 60 | 60 | 60 | 60 | 60 | 60 | 60 | 60 | 60 | 60 | 60 | 60 | 60 | 60 | 60 | 60 | 60 | 60 | 60 | 60 | 60 | 60
| 2 | 60 | 60 | 60 | 60 | 60 | 60 | 60 | 60 | 60 | 60 | 60 | 60 | 60 | 60 | 60 | 60 | 60 | 60 | 60 | 60 | 60 | 60 | 60 | 60 | 60 | 60 | 60 | 60 | 60 | 60 | 60 | 60 | 60 | 60 | 60 | 60 | 60 | 60 | 60 | 60 | 60 | 60 | 60 | 60 | 60 | 60 | 60 | 60 | 60 | 60 | 60 | 60 | 60 | 60 | 60 | 60 | 60 | 60 | 60 | 60 | 60 | 60 | 60 | 60 | 60 | 60 | 60 | 60 | 60 | 60 | 60 | 60 | 60 | 60 | 60 | 60 | 60 | 60 | 60 | 60 | 60 | 60 | 60 | 60 | 60 | 60 | 60 | 60 | 60 | 60 | 60 | 60 | 60 | 60 | 60 | 60 | 60 | 60 | 60 | 60 | 60 | 60 | 60 | 60 | 60 | 60 | 60 | 60 | 60 | 60 | 60 | 60 | 60 | 60 | 60 | 60 | 60 | 60 | 60 | 60 | 60 | 60
| 3 | 60 | 60 | 60 | 60 | 60 | 60 | 60 | 60 | 60 | 60 | 60 | 60 | 60 | 60 | 60 | 60 | 60 | 60 | 60 | 60 | 60 | 60 | 60 | 60 | 60 | 60 | 60 | 60 | 60 | 60 | 60 | 60 | 60 | 60 | 60 | 60 | 60 | 60 | 60 | 60 | 60 | 60 | 60 | 60 | 60 | 60 | 60 | 60 | 60 | 60 | 60 | 60 | 60 | 60 | 60 | 60 | 60 | 60 | 60 | 60 | 60 | 60 | 60 | 60 | 60 | 60 | 60 | 60 | 60 | 60 | 60 | 60 | 60 | 60 | 60 | 60 | 60 | 60 | 60 | 60 | 60 | 60 | 60 | 60 | 60 | 60 | 60 | 60 | 60 | 60 | 60 | 60 | 60 | 60 | 60 | 60 | 60 | 60 | 60 | 60 | 60 | 60 | 60 | 60 | 60 | 60 | 60 | 60 | 60 | 60 | 60 | 60 | 60 | 60 | 60 | 60 | 60 | 60 | 60 | 60 | 60 | 60
| 4 | 60 | 60 | 60 | 60 | 60 | 60 | 60 | 60 | 60 | 60 | 60 | 60 | 60 | 60 | 60 | 60 | 60 | 60 | 60 | 60 | 60 | 60 | 60 | 60 | 60 | 60 | 60 | 60 | 60 | 60 | 60 | 60 | 60 | 60 | 60 | 60 | 60 | 60 | 60 | 60 | 60 | 60 | 60 | 60 | 60 | 60 | 60 | 60 | 60 | 60 | 60 | 60 | 60 | 60 | 60 | 60 | 60 | 60 | 60 | 60 | 60 | 60 | 60 | 60 | 60 | 60 | 60 | 60 | 60 | 60 | 60 | 60 | 60 | 60 | 60 | 60 | 60 | 60 | 60 | 60 | 60 | 60 | 60 | 60 | 60 | 60 | 60 | 60 | 60 | 60 | 60 | 60 | 60 | 60 | 60 | 60 | 60 | 60 | 60 | 60 | 60 | 60 | 60 | 60 | 60 | 60 | 60 | 60 | 60 | 60 | 60 | 60 | 60 | 60 | 60 | 60 | 60 | 60 | 60 | 60 | 60 | 60
| TOT. |  | 240 | 240 | 240 | 240 | 240 | 240 | 240 | 240 | 240 | 240 | 240 | 240 | 240 | 240 | 240 | 240 | 240 | 240 | 240 | 240 | 240 | 240 | 240 | 240 | 240 | 240 | 240 | 240 | 240 | 240 | 240 | 240 | 240 | 240 | 240 | 240 | 240 | 240 | 240 | 240 | 240 | 240 | 240 | 240 | 240 | 240 | 240 | 240 | 240 | 240 | 240 | 240 | 240 | 240 | 240 | 240 | 240 | 240 | 240 | 240 | 240 | 240 | 240 | 240 | 240 | 240 | 240 | 240 | 240 | 240 | 240 | 240 | 240 | 240 | 240 | 240 | 240 | 240 | 240 | 240 | 240 | 240 | 240 | 240 | 240 | 240 | 240 | 240 | 240 | 240 | 240 | 240 | 240 | 240 | 240 | 240 | 240 | 240 | 240 | 240 | 240 | 240 | 240 | 240 | 240 | 240 | 240 | 240 | 240 | 240 | 240 | 240 | 240 | 240 | 240 | 240 | 240 | 240 | 240 | 240 | 240
TTPS - II | 5 | 110 | 110 | 110 | 110 | 110 | 110 | 110 | 110 | 110 | 110 | 110 | 110 | 110 | 110 | 110 | 110 | 110 | 110 | 110 | 110 | 110 | 110 | 110 | 110 | 110 | 110 | 110 | 110 | 110 | 110 | 110 | 110 | 110 | 110 | 110 | 110 | 110 | 110 | 110 | 110 | 110 | 110 | 110 | 110 | 110 | 110 | 110 | 110 | 110 | 110 | 110 | 110 | 110 | 110 | 110 | 110 | 110 | 110 | 110 | 110 | 110 | 110 | 110 | 110 | 110 | 110 | 110 | 110 | 110 | 110 | 110 | 110 | 110 | 110 | 110 | 110 | 110 | 110 | 110 | 110 | 110 | 110 | 110 | 110 | 110 | 110 | 110 | 110 | 110 | 110 | 110 | 110 | 110 | 110 | 110 | 110 | 110 | 110 | 110 | 110 | 110 | 110 | 110 | 110 | 110 | 110 | 110 | 110 | 110 | 110 | 110 | 110 | 110 | 110 | 110 | 110 | 110 | 110 | 110 | 110 | 110 | 110
| 6 | 110 | 110 | 110 | 110 | 110 | 110 | 110 | 110 | 110 | 110 | 110 | 110 | 110 | 110 | 110 | 110 | 110 | 110 | 110 | 110 | 110 | 110 | 110 | 110 | 110 | 110 | 110 | 110 | 110 | 110 | 110 | 110 | 110 | 110 | 110 | 110 | 110 | 110 | 110 | 110 | 110 | 110 | 110 | 110 | 110 | 110 | 110 | 110 | 110 | 110 | 110 | 110 | 110 | 110 | 110 | 110 | 110 | 110 | 110 | 110 | 110 | 110 | 110 | 110 | 110 | 110 | 110 | 110 | 110 | 110 | 110 | 110 | 110 | 110 | 110 | 110 | 110 | 110 | 110 | 110 | 110 | 110 | 110 | 110 | 110 | 110 | 110 | 110 | 110 | 110 | 110 | 110 | 110 | 110 | 110 | 110 | 110 | 110 | 110 | 110 | 110 | 110 | 110 | 110 | 110 | 110 | 110 | 110 | 110 | 110 | 110 | 110 | 110 | 110 | 110 | 110 | 110 | 110 | 110 | 110 | 110 | 110
| TOT. |  | 220 | 220 | 220 | 220 | 220 | 220 | 220 | 220 | 220 | 220 | 220 | 220 | 220 | 220 | 220 | 220 | 220 | 220 | 220 | 220 | 220 | 220 | 220 | 220 | 220 | 220 | 220 | 220 | 220 | 220 | 220 | 220 | 220 | 220 | 220 | 220 | 220 | 220 | 220 | 220 | 220 | 220 | 220 | 220 | 220 | 220 | 220 | 220 | 220 | 220 | 220 | 220 | 220 | 220 | 220 | 220 | 220 | 220 | 220 | 220 | 220 | 220 | 220 | 220 | 220 | 220 | 220 | 220 | 220 | 220 | 220 | 220 | 220 | 220 | 220 | 220 | 220 | 220 | 220 | 220 | 220 | 220 | 220 | 220 | 220 | 220 | 220 | 220 | 220 | 220 | 220 | 220 | 220 | 220 | 220 | 220 | 220 | 220 | 220 | 220 | 220 | 220 | 220 | 220 | 220 | 220 | 220 | 220 | 220 | 220 | 220 | 220 | 220 | 220 | 220 | 220 | 220 | 220 | 220 | 220 | 220
IB.T.P.S | 1 | 210 | 0 | 0 | 0 | 0 | 0 | 0 | 0 | 0 | 0 | 0 | 0 | 0 | 0 | 0 | 0 | 0 | 0 | 0 | 0 | 0 | 0 | 0 | 0 | 0 | 0 | 0 | 0 | 0 | 0 | 0 | 210 | 210 | 210 | 210 | 210 | 210 | 210 | 210 | 210 | 210 | 210 | 210 | 210 | 210 | 210 | 210 | 210 | 210 | 210 | 210 | 210 | 210 | 210 | 210 | 210 | 210 | 210 | 210 | 210 | 210 | 210 | 210 | 210 | 210 | 210 | 210 | 210 | 210 | 210 | 210 | 210 | 210 | 210 | 210 | 210 | 210 | 210 | 210 | 210 | 210 | 210 | 210 | 210 | 210 | 210 | 210 | 210 | 210 | 210 | 210 | 210 | 210 | 210 | 210 | 210 | 210 | 210 | 210 | 210 | 210 | 210 | 210 | 210 | 210 | 210 | 210 | 210 | 210 | 210 | 210 | 210 | 210 | 210 | 210 | 210 | 210 | 210 | 210 | 210 | 210 | 210
| 2 | 210 | 210 | 210 | 210 | 210 | 210 | 210 | 210 | 210 | 210 | 210 | 210 | 210 | 210 | 210 | 210 | 210 | 210 | 210 | 210 | 210 | 210 | 210 | 210 | 210 | 210 | 210 | 210 | 210 | 210 | 210 | 210 | 210 | 210 | 210 | 210 | 210 | 210 | 210 | 210 | 210 | 210 | 210 | 210 | 210 | 210 | 210 | 210 | 210 | 210 | 210 | 210 | 210 | 210 | 210 | 210 | 210 | 210 | 210 | 210 | 210 | 210 | 210 | 210 | 210 | 210 | 210 | 210 | 210 | 210 | 210 | 210 | 210 | 210 | 210 | 210 | 210 | 210 | 210 | 210 | 210 | 210 | 210 | 210 | 210 | 210 | 210 | 210 | 210 | 210 | 210 | 210 | 210 | 210 | 210 | 210 | 210 | 210 | 210 | 210 | 210 | 210 | 210 | 210 | 210 | 210 | 210 | 210 | 210 | 210 | 210 | 210 | 210 | 210 | 210 | 210 | 210 | 210 | 210 | 210 | 210 | 210
| TOT. |  | 210 | 210 | 210 | 210 | 210 | 210 | 210 | 210 | 210 | 210 | 210 | 210 | 210 | 210 | 210 | 210 | 210 | 210 | 210 | 210 | 210 | 210 | 210 | 210 | 210 | 210 | 210 | 210 | 210 | 210 | 420 | 420 | 420 | 420 | 420 | 420 | 420 | 420 | 420 | 420 | 420 | 420 | 420 | 420 | 420 | 420 | 420 | 420 | 420 | 420 | 420 | 420 | 420 | 420 | 420 | 420 | 420 | 420 | 420 | 420 | 420 | 420 | 420 | 420 | 420 | 420 | 420 | 420 | 420 | 420 | 420 | 420 | 420 | 420 | 420 | 420 | 420 | 420 | 420 | 420 | 420 | 420 | 420 | 420 | 420 | 420 | 420 | 420 | 420 | 420 | 420 | 420 | 420 | 420 | 420 | 420 | 420 | 420 | 420 | 420 | 420 | 420 | 420 | 420 | 420 | 420 | 420 | 420 | 420 | 420 | 420 | 420 | 420 | 420 | 420 | 420 | 420 | 420 | 420 | 420 | 420